## Tracking sheet
WILTON CENTER, Will County, IL
Tracker
This page is designed to track all the changes made to the model to be able to reconcile back to any number that was released.
NPV at 15% 20 years After Tax | 36647.8955
NPV at 15% 20 years Before Tax | 78518.8582
YEAR | Total NPV | Delta | 2000 | 2001 | 2002 | 2003 | 2004 | 2005 | 2006 | 2007 | 2008 | 2009 | 2010 | 2011 | 2012 | 2013 | 2014 | 2015 | 2016 | 2017 | 2018 | 2019 | 2020 | 2021
Annual Revenues | 587133.4111 | 0 | 41364.1276 | 53599.1689 | 53676.4614 | 65143.1014 | 73806.6893 | 75317.2173 | 75252.7853 | 75972.2542 | 76688.2738 | 77399.9898 | 78106.4995 | 78806.85 | 79500.0358 | 80184.9967 | 80860.6155 | 81525.7151 | 82179.0563 | 82819.3349 | 83445.1794 | 82865.4324 | 35526.3024 | 0
Annual Expenses | 254857.0507 | 0 | 26210.0862 | 27281.2941 | 27431.909 | 28988.8688 | 29966.2933 | 30107.4337 | 30296.0521 | 30490.3291 | 30690.4343 | 30854.5585 | 31066.8502 | 31285.5106 | 31510.7309 | 31700.7235 | 31939.6597 | 32185.7639 | 32439.2513 | 32658.359 | 32927.2838 | 33204.2763 | 16244.4277 | 0
After Tax Book Income | 113129.2577 | 0 | -2413.2121 | 3082.9282 | 3338.3339 | 9816.3237 | 15060.2809 | 16351.5161 | 16620.5988 | 17336.2266 | 18046.1871 | 19024.0002 | 20142.2267 | 20631.5458 | 21161.248 | 21707.4455 | 22218.0379 | 22717.8256 | 23205.9203 | 23950.8725 | 24754.1095 | 24962.2577 | 7233.457 | 0
After Tax Cash Flow | 124915.6393 | 0 | -6468.4252 | 5559.0788 | 3261.9056 | 11278.4645 | 25387.1243 | 24618.6983 | 18637.6261 | 19363.2152 | 14622.2144 | 11859.3645 | 26612.114 | 26123.2544 | 26642.9953 | 27157.1699 | 27699.7852 | 25260.9959 | 17869.8134 | 16596.5013 | 14477.3026 | 12709.1709 | 11778.7501 | 0
1. Models Sent to Banks on 2/23/99 - Neil Sainsbury-Carter
NPV at 15% 20 years After Tax | 55212.3447
NPV at 15% 20 years Before Tax | 92794.0694
YEAR | Total NPV | Delta | 2000 | 2001 | 2002 | 2003 | 2004 | 2005 | 2006 | 2007 | 2008 | 2009 | 2010 | 2011 | 2012 | 2013 | 2014 | 2015 | 2016 | 2017 | 2018 | 2019 | 2020 | 2021
Annual Revenues | 560779.272 | -26354.1391 | 32832.3305 | 45948.8315 | 46302.6394 | 58642.2015 | 68535.8833 | 69912.4864 | 71068.0411 | 72352.955 | 73764.1114 | 75306.5884 | 77015.3856 | 79087.68 | 81341.415 | 83693.5435 | 86135.9089 | 88626.5956 | 90748.6238 | 93097.4829 | 95133.9208 | 97164.5429 | 23377.1322 | 0
Annual Expenses | 237600.454 | -17256.5967 | 19632.0057 | 23930.1048 | 24352.5794 | 24688.8373 | 25110.5556 | 25628.3153 | 26236.216 | 26976.1732 | 27851.4255 | 28868.0696 | 30056.7906 | 31434.3236 | 32990.1488 | 34641.9593 | 36387.7678 | 38186.4856 | 40044.6993 | 42156.7476 | 43990.9071 | 45888.3445 | 0 | 0
After Tax Book Income | 100299.3619 | -12829.8957 | 251.1457 | 98.6296 | 118.466 | 7593.9003 | 13474.4069 | 14372.6859 | 15066.3035 | 15645.7625 | 16280.5211 | 16943.5114 | 17639.9489 | 18451.896 | 19344.6988 | 20289.237 | 21285.7471 | 22301.473 | 23151.8908 | 24045.2904 | 24981.2387 | 25697.3042 | 0 | 0
After Tax Cash Flow | 138438.458 | 13522.8187 | 4598.7136 | 8219.5643 | 7663.4325 | 20702.656 | 26397.298 | 26126.107 | 19804.2762 | 19751.5565 | 19694.3583 | 19631.4194 | 19522.1273 | 19417.1855 | 19294.4601 | 19159.0513 | 18977.8982 | 14267.1465 | 13274.8144 | 12886.0282 | 12456.203 | 19096.1227 | 0 | 0
1999-02-25
2. Changed the Basis for the Franchise Tax from Asset Value to Paid-In-Capital According to a Jan. 6, 1999 memo from Patrick Maloy and canvo with Scott Healy and Patrick.
3. Changed the Property Tax calculation based on Polina Corporate Real Estate Analysis. Changed basis and mileage rate and took out the descalation on market value.
NPV at 15% 20 years After Tax | 55636.7127
NPV at 15% 20 years Before Tax | 92567.1748
YEAR | Total NPV | Delta | 2000 | 2001 | 2002 | 2003 | 2004 | 2005 | 2006 | 2007 | 2008 | 2009 | 2010 | 2011 | 2012 | 2013 | 2014 | 2015 | 2016 | 2017 | 2018 | 2019 | 2020 | 2021
Annual Revenues | 560779.272 | 0 | 32832.3305 | 45948.8315 | 46302.6394 | 58642.2015 | 68535.8833 | 69912.4864 | 71068.0411 | 72352.955 | 73764.1114 | 75306.5884 | 77015.3856 | 79087.68 | 81341.415 | 83693.5435 | 86135.9089 | 88626.5956 | 90748.6238 | 93097.4829 | 95133.9208 | 97164.5429 | 23377.1322 | 0
Annual Expenses | 237864.8829 | 264.4289 | 19632.0057 | 23863.702 | 24296.9498 | 24643.981 | 25076.4725 | 25605.0054 | 26223.6794 | 26979.7965 | 27871.2086 | 28904.0126 | 30114.2801 | 31513.3595 | 33096.1178 | 34780.2481 | 36558.3763 | 38389.4138 | 40290.7205 | 42451.2484 | 44333.8874 | 46247.4847 | 0 | 0
After Tax Book Income | 100270.8904 | -28.4715 | 255.5719 | 147.6225 | 163.4802 | 7634.7996 | 13510.53 | 14403.9707 | 15092.6829 | 15663.8309 | 16290.0936 | 16944.3882 | 17628.5812 | 18427.9441 | 19304.4628 | 20228.881 | 21204.6214 | 22198.8759 | 23020.3982 | 23880.5374 | 24782.0043 | 25481.653 | 0 | 0
After Tax Cash Flow | 139069.3778 | 630.9198 | 4599.2946 | 8176.2919 | 7693.745 | 20741.3391 | 26429.5171 | 26806.5065 | 19908.6434 | 19848.6934 | 19778.992 | 19703.6731 | 19586.3417 | 19468.1833 | 19336.6752 | 19191.6149 | 18995.8238 | 14270.8663 | 13273.2113 | 12873.1725 | 12427.4602 | 19048.5747 | 0 | 0
4. Changed the Drawdown Schedule to the 2/23/99 version. Accelerated Trubine Payments
NPV at 15% 20 years After Tax | 55249.3445
NPV at 15% 20 years Before Tax | 92110.9384
YEAR | Total NPV | Delta | 2000 | 2001 | 2002 | 2003 | 2004 | 2005 | 2006 | 2007 | 2008 | 2009 | 2010 | 2011 | 2012 | 2013 | 2014 | 2015 | 2016 | 2017 | 2018 | 2019 | 2020 | 2021
Annual Revenues | 560779.272 | 0 | 32832.3305 | 45948.8315 | 46302.6394 | 58642.2015 | 68535.8833 | 69912.4864 | 71068.0411 | 72352.955 | 73764.1114 | 75306.5884 | 77015.3856 | 79087.68 | 81341.415 | 83693.5435 | 86135.9089 | 88626.5956 | 90748.6238 | 93097.4829 | 95133.9208 | 97164.5429 | 23377.1322 | 0
Annual Expenses | 237864.8829 | 0 | 19632.0057 | 23863.702 | 24296.9498 | 24643.981 | 25076.4725 | 25605.0054 | 26223.6794 | 26979.7965 | 27871.2086 | 28904.0126 | 30114.2801 | 31513.3595 | 33096.1178 | 34780.2481 | 36558.3763 | 38389.4138 | 40290.7205 | 42451.2484 | 44333.8874 | 46247.4847 | 0 | 0
After Tax Book Income | 100188.2127 | -82.6777 | 249.6432 | 137.4591 | 153.3167 | 7624.6361 | 13500.3665 | 14393.8072 | 15082.5194 | 15653.6674 | 16279.9301 | 16934.2247 | 17618.4177 | 18417.7806 | 19294.2993 | 20218.7175 | 21194.4579 | 22188.7125 | 23010.2347 | 23870.3739 | 24771.8408 | 25471.4895 | 0 | 0
After Tax Cash Flow | 139144.9604 | 75.5826 | 4599.2946 | 8176.2919 | 7693.745 | 20741.3391 | 26429.5171 | 26884.0482 | 19918.4597 | 19858.527 | 19788.8083 | 19713.5068 | 19596.158 | 19478.017 | 19346.4915 | 19201.4486 | 19005.6401 | 14271.7085 | 13272.7664 | 12872.7277 | 12427.0153 | 19048.1299 | 0 | 0
5. Property Tax. Decreased the assesable value 12% every 4 years and escalated the mileage rate 1.5% annually.
NPV at 15% 20 years After Tax | 55625.9175
NPV at 15% 20 years Before Tax | 92580.6884
YEAR | Total NPV | Delta | 2000 | 2001 | 2002 | 2003 | 2004 | 2005 | 2006 | 2007 | 2008 | 2009 | 2010 | 2011 | 2012 | 2013 | 2014 | 2015 | 2016 | 2017 | 2018 | 2019 | 2020 | 2021
Annual Revenues | 560779.272 | 0 | 32832.3305 | 45948.8315 | 46302.6394 | 58642.2015 | 68535.8833 | 69912.4864 | 71068.0411 | 72352.955 | 73764.1114 | 75306.5884 | 77015.3856 | 79087.68 | 81341.415 | 83693.5435 | 86135.9089 | 88626.5956 | 90748.6238 | 93097.4829 | 95133.9208 | 97164.5429 | 23377.1322 | 0
Annual Expenses | 237339.3972 | -525.4857 | 19632.0057 | 23863.702 | 24296.9498 | 24643.981 | 25076.4725 | 25548.9807 | 26167.6547 | 26923.7718 | 27815.1839 | 28791.9631 | 30002.2307 | 31401.3101 | 32984.0684 | 34612.174 | 36390.3022 | 38221.3397 | 40122.6463 | 42227.1495 | 44109.7886 | 46023.3859 | 0 | 0
After Tax Book Income | 100372.303 | 184.0902 | 241.5767 | 123.0056 | 137.7431 | 7607.8556 | 13482.2435 | 14408.9025 | 15097.1582 | 15667.8133 | 16293.5435 | 16981.9312 | 17666.6126 | 18466.503 | 19343.5914 | 20303.2929 | 21280.8071 | 22276.9773 | 23100.5686 | 23997.6103 | 24902.5999 | 25606.0531 | 0 | 0
After Tax Cash Flow | 139263.1402 | 118.1798 | 4599.2946 | 8176.2919 | 7693.745 | 20741.3391 | 26429.5171 | 26898.9305 | 19943.327 | 19883.6981 | 19814.3073 | 19695.5935 | 19633.9686 | 19515.5026 | 19383.6262 | 19194.4378 | 19053.5613 | 14318.4495 | 13318.2329 | 12873.0511 | 12481.1935 | 19099.9644 | 0 | 0
6. Contingency Calculation Changed: Was 5% on total cost and is now 3% on Total Hard and Soft Costs and an addition 5% on NEPCO
NPV at 15% 20 years After Tax | 58331.6271
NPV at 15% 20 years Before Tax | 95767.4324
YEAR | Total NPV | Delta | 2000 | 2001 | 2002 | 2003 | 2004 | 2005 | 2006 | 2007 | 2008 | 2009 | 2010 | 2011 | 2012 | 2013 | 2014 | 2015 | 2016 | 2017 | 2018 | 2019 | 2020 | 2021
Annual Revenues | 560779.272 | 0 | 32832.3305 | 45948.8315 | 46302.6394 | 58642.2015 | 68535.8833 | 69912.4864 | 71068.0411 | 72352.955 | 73764.1114 | 75306.5884 | 77015.3856 | 79087.68 | 81341.415 | 83693.5435 | 86135.9089 | 88626.5956 | 90748.6238 | 93097.4829 | 95133.9208 | 97164.5429 | 23377.1322 | 0
Annual Expenses | 237339.3972 | 0 | 19632.0057 | 23863.702 | 24296.9498 | 24643.981 | 25076.4725 | 25548.9807 | 26167.6547 | 26923.7718 | 27815.1839 | 28791.9631 | 30002.2307 | 31401.3101 | 32984.0684 | 34612.174 | 36390.3022 | 38221.3397 | 40122.6463 | 42227.1495 | 44109.7886 | 46023.3859 | 0 | 0
After Tax Book Income | 100949.7944 | 577.4915 | 282.9878 | 193.996 | 208.7335 | 7678.846 | 13553.234 | 14479.8929 | 15168.1487 | 15738.8037 | 16364.534 | 17052.9217 | 17737.6031 | 18537.4935 | 19414.5818 | 20374.2833 | 21351.7975 | 22347.9678 | 23171.559 | 24068.6008 | 24973.5903 | 25677.0435 | 0 | 0
After Tax Cash Flow | 138735.2069 | -527.9333 | 4599.2946 | 8176.2919 | 7693.745 | 20741.3391 | 26429.5171 | 26357.3133 | 19874.7617 | 19815.0113 | 19745.742 | 19626.9066 | 19565.4033 | 19446.8158 | 19315.0609 | 19125.751 | 18984.996 | 14312.5672 | 13321.34 | 12876.1582 | 12484.3005 | 19103.0714 | 0 | 0
7. Added a FERC Fee to Variable O&M. As this is a pass through total returns do not change while revenues and expenses increase the same amount.
1999-03-02
NPV at 15% 20 years After Tax | 58331.6271
NPV at 15% 20 years Before Tax | 95767.4324
YEAR | Total NPV | Delta | 2000 | 2001 | 2002 | 2003 | 2004 | 2005 | 2006 | 2007 | 2008 | 2009 | 2010 | 2011 | 2012 | 2013 | 2014 | 2015 | 2016 | 2017 | 2018 | 2019 | 2020 | 2021
Annual Revenues | 562772.6818 | 1993.4097 | 33018.982 | 46145.7043 | 46505.4184 | 58851.0639 | 68751.0115 | 70134.0684 | 71296.2706 | 72588.0314 | 74006.2401 | 75555.981 | 77272.2599 | 79352.2606 | 81613.933 | 83974.237 | 86425.0232 | 88924.3834 | 91055.3452 | 93413.4059 | 95459.3215 | 97499.7057 | 23377.1322 | 0
Annual Expenses | 239594.244 | 2254.8469 | 19818.6572 | 24060.5748 | 24499.7288 | 24852.8434 | 25291.6007 | 25770.5628 | 26395.8842 | 27158.8482 | 28057.3126 | 29041.3557 | 30259.105 | 31665.8907 | 33256.5864 | 34892.8675 | 36679.4165 | 38519.1274 | 40429.3677 | 42543.0725 | 44435.1893 | 46358.5486 | 1934.7002 | 0
After Tax Book Income | 100949.7944 | 0 | 282.9878 | 193.996 | 208.7335 | 7678.846 | 13553.234 | 14479.8929 | 15168.1487 | 15738.8037 | 16364.534 | 17052.9217 | 17737.6031 | 18537.4935 | 19414.5818 | 20374.2833 | 21351.7975 | 22347.9678 | 23171.559 | 24068.6008 | 24973.5903 | 25677.0435 | 0 | 0
After Tax Cash Flow | 138735.2069 | 0 | 4599.2946 | 8176.2919 | 7693.745 | 20741.3391 | 26429.5171 | 26357.3133 | 19874.7617 | 19815.0113 | 19745.742 | 19626.9066 | 19565.4033 | 19446.8158 | 19315.0609 | 19125.751 | 18984.996 | 14312.5672 | 13321.34 | 12876.1582 | 12484.3005 | 19103.0714 | 0 | 0
8. Increased the Utilities Fee to reflect the new estimate we have for the 1999's
1999-03-02
NPV at 15% 20 years After Tax | 55874.4375
NPV at 15% 20 years Before Tax | 92619.4106
YEAR | Total NPV | Delta | 2000 | 2001 | 2002 | 2003 | 2004 | 2005 | 2006 | 2007 | 2008 | 2009 | 2010 | 2011 | 2012 | 2013 | 2014 | 2015 | 2016 | 2017 | 2018 | 2019 | 2020 | 2021
Annual Revenues | 562772.6818 | 0 | 33018.982 | 46145.7043 | 46505.4184 | 58851.0639 | 68751.0115 | 70134.0684 | 71296.2706 | 72588.0314 | 74006.2401 | 75555.981 | 77272.2599 | 79352.2606 | 81613.933 | 83974.237 | 86425.0232 | 88924.3834 | 91055.3452 | 93413.4059 | 95459.3215 | 97499.7057 | 23377.1322 | 0
Annual Expenses | 242737.8174 | 3143.5734 | 19998.9072 | 24378.8448 | 24827.5469 | 25190.496 | 25639.3829 | 26128.7785 | 26764.8463 | 27538.8792 | 28448.7446 | 29444.5306 | 30674.3752 | 32093.6189 | 33697.1465 | 35346.6444 | 37146.8067 | 39000.5394 | 40925.222 | 43053.8025 | 44961.2411 | 46900.382 | 2167.237 | 0
After Tax Book Income | 99536.4397 | -1413.3547 | 218.8164 | 76.2933 | 81.3171 | 7540.9386 | 13408.2912 | 14327.4647 | 15007.7525 | 15569.9219 | 16186.6109 | 16865.361 | 17539.7645 | 18328.6897 | 19194.0743 | 20141.2786 | 21105.4431 | 22087.3474 | 22895.6874 | 23776.4189 | 24663.9589 | 25351.6915 | 0 | 0
After Tax Cash Flow | 137790.0399 | -945.167 | 4536.4265 | 8065.4278 | 7579.6982 | 20533.9735 | 26216.0737 | 26586.9246 | 19745.8589 | 19684.6946 | 19614.1544 | 19494.2104 | 19431.7813 | 19312.4739 | 19180.2298 | 18990.6884 | 18849.9893 | 14177.9357 | 13187.4383 | 12743.3789 | 12353.0775 | 18870.7479 | 0 | 0
9. Depreciate the EI O&M Mobilization all in the first year.
1999-03-02
NPV at 15% 20 years After Tax | 55874.4375
NPV at 15% 20 years Before Tax | 92619.4106
YEAR | Total NPV | Delta | 2000 | 2001 | 2002 | 2003 | 2004 | 2005 | 2006 | 2007 | 2008 | 2009 | 2010 | 2011 | 2012 | 2013 | 2014 | 2015 | 2016 | 2017 | 2018 | 2019 | 2020 | 2021
Annual Revenues | 562772.6818 | 0 | 33018.982 | 46145.7043 | 46505.4184 | 58851.0639 | 68751.0115 | 70134.0684 | 71296.2706 | 72588.0314 | 74006.2401 | 75555.981 | 77272.2599 | 79352.2606 | 81613.933 | 83974.237 | 86425.0232 | 88924.3834 | 91055.3452 | 93413.4059 | 95459.3215 | 97499.7057 | 23377.1322 | 0
Annual Expenses | 242737.8174 | 0 | 19998.9072 | 24378.8448 | 24827.5469 | 25190.496 | 25639.3829 | 26128.7785 | 26764.8463 | 27538.8792 | 28448.7446 | 29444.5306 | 30674.3752 | 32093.6189 | 33697.1465 | 35346.6444 | 37146.8067 | 39000.5394 | 40925.222 | 43053.8025 | 44961.2411 | 46900.382 | 2167.237 | 0
After Tax Book Income | 99453.0634 | -83.3763 | -191.1386 | 169.1133 | 174.1371 | 7633.7586 | 13501.1112 | 14366.1397 | 15007.7525 | 15569.9219 | 16186.6109 | 16865.361 | 17539.7645 | 18328.6897 | 19194.0743 | 20141.2786 | 21105.4431 | 22087.3474 | 22895.6874 | 23776.4189 | 24663.9589 | 25351.6915 | 0 | 0
After Tax Cash Flow | 137790.0399 | 0 | 4536.4265 | 8065.4278 | 7579.6982 | 20533.9735 | 26216.0737 | 26586.9246 | 19745.8589 | 19684.6946 | 19614.1544 | 19494.2104 | 19431.7813 | 19312.4739 | 19180.2298 | 18990.6884 | 18849.9893 | 14177.9357 | 13187.4383 | 12743.3789 | 12353.0775 | 18870.7479 | 0 | 0
10. Changed the Start Up Fuel to reflect the MMBTU's/Turbine of Caledonia which has GE's. No effect on returns as is a passthrough.
NPV at 15% 20 years After Tax | 55874.4375
NPV at 15% 20 years Before Tax | 92619.4106
YEAR | Total NPV | Delta | 2000 | 2001 | 2002 | 2003 | 2004 | 2005 | 2006 | 2007 | 2008 | 2009 | 2010 | 2011 | 2012 | 2013 | 2014 | 2015 | 2016 | 2017 | 2018 | 2019 | 2020 | 2021
Annual Revenues | 562277.2054 | -495.4763 | 32983.8973 | 46095.4127 | 46455.9114 | 58803.212 | 68704.2237 | 70087.6676 | 71249.6342 | 72540.1374 | 73956.0897 | 75502.5276 | 77214.1541 | 79288.0609 | 81542.247 | 83894.3802 | 86336.3792 | 88826.6923 | 90948.2047 | 93294.8066 | 95331.8451 | 97363.3037 | 23377.1322 | 0
Annual Expenses | 242242.3411 | -495.4763 | 19963.8225 | 24328.5532 | 24778.0399 | 25142.6442 | 25592.5952 | 26082.3776 | 26718.2099 | 27490.9853 | 28398.5941 | 29391.0772 | 30616.2694 | 32029.4193 | 33625.4606 | 35266.7875 | 37058.1627 | 38902.8483 | 40818.0815 | 42935.2031 | 44833.7647 | 46763.98 | 2167.237 | 0
After Tax Book Income | 99453.0634 | 0 | -191.1386 | 169.1133 | 174.1371 | 7633.7586 | 13501.1112 | 14366.1397 | 15007.7525 | 15569.9219 | 16186.6109 | 16865.361 | 17539.7645 | 18328.6897 | 19194.0743 | 20141.2786 | 21105.4431 | 22087.3474 | 22895.6874 | 23776.4189 | 24663.9589 | 25351.6915 | 0 | 0
After Tax Cash Flow | 137790.0399 | 0 | 4536.4265 | 8065.4278 | 7579.6982 | 20533.9735 | 26216.0737 | 26586.9246 | 19745.8589 | 19684.6946 | 19614.1544 | 19494.2104 | 19431.7813 | 19312.4739 | 19180.2298 | 18990.6884 | 18849.9893 | 14177.9357 | 13187.4383 | 12743.3789 | 12353.0775 | 18870.7479 | 0 | 0
11. Taxes. The State tax had 2 components which we are aggregating. Rate went from 4.6% to 7.18%. Added State NOL's and took out the State tax being included in the Fed NOL calc.
Changed the State Franchise Tax Rate. It was .15% for the term. Now this rate changes to .10% from the second year on. All per Pat Maloy
NPV at 15% 20 years After Tax | 54422.7163
NPV at 15% 20 years Before Tax | 92619.4106
YEAR | Total NPV | Delta | 2000 | 2001 | 2002 | 2003 | 2004 | 2005 | 2006 | 2007 | 2008 | 2009 | 2010 | 2011 | 2012 | 2013 | 2014 | 2015 | 2016 | 2017 | 2018 | 2019 | 2020 | 2021
Annual Revenues | 562277.2054 | 0 | 32983.8973 | 46095.4127 | 46455.9114 | 58803.212 | 68704.2237 | 70087.6676 | 71249.6342 | 72540.1374 | 73956.0897 | 75502.5276 | 77214.1541 | 79288.0609 | 81542.247 | 83894.3802 | 86336.3792 | 88826.6923 | 90948.2047 | 93294.8066 | 95331.8451 | 97363.3037 | 23377.1322 | 0
Annual Expenses | 242242.3411 | 0 | 19963.8225 | 24328.5532 | 24778.0399 | 25142.6442 | 25592.5952 | 26082.3776 | 26718.2099 | 27490.9853 | 28398.5941 | 29391.0772 | 30616.2694 | 32029.4193 | 33625.4606 | 35266.7875 | 37058.1627 | 38902.8483 | 40818.0815 | 42935.2031 | 44833.7647 | 46763.98 | 2167.237 | 0
After Tax Book Income | 96966.7368 | -2486.3266 | -186.3602 | 164.8854 | 169.7837 | 7442.9146 | 13163.5834 | 14006.9863 | 14632.5587 | 15180.6738 | 15781.9456 | 16443.727 | 17101.2704 | 17870.4724 | 18714.2224 | 19637.7467 | 20577.807 | 21535.1637 | 22323.2952 | 23182.0084 | 24047.3599 | 24717.8992 | 0 | 0
After Tax Cash Flow | 136062.0032 | -1728.0367 | 4433.1098 | 7996.55 | 7510.8205 | 20465.0957 | 26147.1959 | 26639.1758 | 19922.7882 | 19397.9773 | 19311.673 | 19175.1071 | 19095.471 | 18956.7875 | 18802.5618 | 18589.6872 | 18424.537 | 13548.9096 | 12512.5294 | 12046.4516 | 11633.9617 | 18134.4388 | 0 | 0
12. Changed the format of the State Taxes making Franchise and Gross Receipts deductible for State Income Tax purposes.
1999-03-15
NPV at 15% 20 years After Tax | 54443.9297
NPV at 15% 20 years Before Tax | 92619.4106
YEAR | Total NPV | Delta | 2000 | 2001 | 2002 | 2003 | 2004 | 2005 | 2006 | 2007 | 2008 | 2009 | 2010 | 2011 | 2012 | 2013 | 2014 | 2015 | 2016 | 2017 | 2018 | 2019 | 2020 | 2021
Annual Revenues | 562277.2054 | 0 | 32983.8973 | 46095.4127 | 46455.9114 | 58803.212 | 68704.2237 | 70087.6676 | 71249.6342 | 72540.1374 | 73956.0897 | 75502.5276 | 77214.1541 | 79288.0609 | 81542.247 | 83894.3802 | 86336.3792 | 88826.6923 | 90948.2047 | 93294.8066 | 95331.8451 | 97363.3037 | 23377.1322 | 0
Annual Expenses | 242242.3411 | 0 | 19963.8225 | 24328.5532 | 24778.0399 | 25142.6442 | 25592.5952 | 26082.3776 | 26718.2099 | 27490.9853 | 28398.5941 | 29391.0772 | 30616.2694 | 32029.4193 | 33625.4606 | 35266.7875 | 37058.1627 | 38902.8483 | 40818.0815 | 42935.2031 | 44833.7647 | 46763.98 | 2167.237 | 0
After Tax Book Income | 96966.7368 | 0 | -186.3602 | 164.8854 | 169.7837 | 7442.9146 | 13163.5834 | 14006.9863 | 14632.5587 | 15180.6738 | 15781.9456 | 16443.727 | 17101.2704 | 17870.4724 | 18714.2224 | 19637.7467 | 20577.807 | 21535.1637 | 22323.2952 | 23182.0084 | 24047.3599 | 24717.8992 | 0 | 0
After Tax Cash Flow | 136086.0923 | 24.0891 | 4433.1098 | 7996.55 | 7510.8205 | 20465.0957 | 26147.1959 | 26639.1758 | 19946.8971 | 19401.1918 | 19314.8875 | 19178.3216 | 19098.6855 | 18960.002 | 18805.7763 | 18592.9017 | 18427.7515 | 13552.1241 | 12515.7439 | 12049.6661 | 11637.1763 | 18137.6534 | 0 | 0
13. Changed the MACR tables
1999-03-15
NPV at 15% 20 years After Tax | 53762.7251
NPV at 15% 20 years Before Tax | 92619.4106
YEAR | Total NPV | Delta | 2000 | 2001 | 2002 | 2003 | 2004 | 2005 | 2006 | 2007 | 2008 | 2009 | 2010 | 2011 | 2012 | 2013 | 2014 | 2015 | 2016 | 2017 | 2018 | 2019 | 2020 | 2021
Annual Revenues | 562277.2054 | 0 | 32983.8973 | 46095.4127 | 46455.9114 | 58803.212 | 68704.2237 | 70087.6676 | 71249.6342 | 72540.1374 | 73956.0897 | 75502.5276 | 77214.1541 | 79288.0609 | 81542.247 | 83894.3802 | 86336.3792 | 88826.6923 | 90948.2047 | 93294.8066 | 95331.8451 | 97363.3037 | 23377.1322 | 0
Annual Expenses | 242242.3411 | 0 | 19963.8225 | 24328.5532 | 24778.0399 | 25142.6442 | 25592.5952 | 26082.3776 | 26718.2099 | 27490.9853 | 28398.5941 | 29391.0772 | 30616.2694 | 32029.4193 | 33625.4606 | 35266.7875 | 37058.1627 | 38902.8483 | 40818.0815 | 42935.2031 | 44833.7647 | 46763.98 | 2167.237 | 0
After Tax Book Income | 96966.7368 | 0 | -186.3602 | 164.8854 | 169.7837 | 7442.9146 | 13163.5834 | 14006.9863 | 14632.5587 | 15180.6738 | 15781.9456 | 16443.727 | 17101.2704 | 17870.4724 | 18714.2224 | 19637.7467 | 20577.807 | 21535.1637 | 22323.2952 | 23182.0084 | 24047.3599 | 24717.8992 | 0 | 0
After Tax Cash Flow | 135428.3332 | -657.7591 | 4433.1098 | 7996.55 | 7510.8205 | 20465.0957 | 26147.1959 | 25143.9419 | 19476.0634 | 19401.1918 | 19314.8875 | 19178.3216 | 19098.6855 | 18960.002 | 18805.7763 | 18592.9017 | 18427.7515 | 15518.1917 | 12515.7439 | 12049.6661 | 11637.1763 | 18137.6534 | 0 | 0
14. Added to Fixed G&A $30k for Gas Pipeline Metering
1999-03-15
NPV at 15% 20 years After Tax | 53520.013
NPV at 15% 20 years Before Tax | 92304.6084
YEAR | Total NPV | Delta | 2000 | 2001 | 2002 | 2003 | 2004 | 2005 | 2006 | 2007 | 2008 | 2009 | 2010 | 2011 | 2012 | 2013 | 2014 | 2015 | 2016 | 2017 | 2018 | 2019 | 2020 | 2021
Annual Revenues | 562277.2054 | 0 | 32983.8973 | 46095.4127 | 46455.9114 | 58803.212 | 68704.2237 | 70087.6676 | 71249.6342 | 72540.1374 | 73956.0897 | 75502.5276 | 77214.1541 | 79288.0609 | 81542.247 | 83894.3802 | 86336.3792 | 88826.6923 | 90948.2047 | 93294.8066 | 95331.8451 | 97363.3037 | 23377.1322 | 0
Annual Expenses | 242556.6984 | 314.3573 | 19981.8475 | 24360.3802 | 24810.8217 | 25176.4094 | 25627.3734 | 26118.1992 | 26755.1061 | 27528.9884 | 28437.7373 | 29431.3947 | 30657.7964 | 32072.1921 | 33669.5166 | 35312.1652 | 37104.9017 | 38950.9895 | 40867.6669 | 42986.2761 | 44886.3699 | 46818.1634 | 2190.4907 | 0
After Tax Book Income | 96828.9347 | -137.8021 | -192.6169 | 153.4094 | 157.3606 | 7429.4686 | 13149.4515 | 13992.1245 | 14616.9201 | 15164.2079 | 15764.5981 | 16425.4398 | 17081.9812 | 17850.1141 | 18692.7229 | 19615.0287 | 20553.7875 | 21509.7532 | 22296.3978 | 23153.5206 | 24017.1709 | 24686.1773 | 0 | 0
After Tax Cash Flow | 135337.3357 | -90.9975 | 4426.5829 | 7985.3036 | 7499.2557 | 20444.1991 | 26125.6915 | 25169.9534 | 19463.6336 | 19388.6418 | 19302.233 | 19165.5804 | 19085.8774 | 18947.1493 | 18792.9039 | 18580.0375 | 18414.9262 | 15505.4396 | 12503.1029 | 12037.1781 | 11624.8875 | 18115.2939 | 0 | 0
15. Changed the Major Maintenance according to the Matrix provided by the OEC.
1999-03-19
NPV at 15% 20 years After Tax | 45069.4349
NPV at 15% 20 years Before Tax | 81409.6526
YEAR | Total NPV | Delta | 2000 | 2001 | 2002 | 2003 | 2004 | 2005 | 2006 | 2007 | 2008 | 2009 | 2010 | 2011 | 2012 | 2013 | 2014 | 2015 | 2016 | 2017 | 2018 | 2019 | 2020 | 2021
Annual Revenues | 562486.9075 | 209.702 | 32983.8973 | 46118.4874 | 46475.6295 | 58817.9776 | 68715.0194 | 70095.626 | 71255.7897 | 72546.2277 | 73963.8098 | 75513.6543 | 77230.9971 | 79313.09 | 81577.8433 | 83941.6728 | 86396.3743 | 88899.7644 | 91034.9773 | 93398.7376 | 95448.2846 | 97492.2423 | 23377.1322 | 0
Annual Expenses | 253936.6483 | 11379.9499 | 20622.3407 | 25514.3828 | 25995.3956 | 26390.9765 | 26873.9645 | 27399.0269 | 28072.3171 | 28885.4657 | 29836.356 | 30875.147 | 32150.2437 | 33617.0937 | 35270.5815 | 36971.8906 | 38825.7026 | 40734.6915 | 42716.3883 | 44905.0144 | 46872.0609 | 48872.431 | 3016.7777 | 0
After Tax Book Income | 92129.6242 | -4699.3105 | -409.7272 | -239.9565 | -260.1771 | 6961.4504 | 12667.1179 | 13494.2182 | 14102.0799 | 14590.1038 | 15170.4915 | 15809.6044 | 16442.5488 | 17139.0788 | 17953.8818 | 18846.0154 | 19752.0419 | 20620.7506 | 21368.8986 | 22184.2854 | 23002.6961 | 23574.6578 | 0 | 0
After Tax Cash Flow | 132299.2175 | -3038.1182 | 4203.2997 | 7609.5747 | 7127.9326 | 19717.8536 | 25394.4217 | 25880.7034 | 19258.4546 | 18953.6873 | 18874.8871 | 18746.8118 | 18676.7431 | 18502.8179 | 18360.6159 | 18161.1616 | 18010.9528 | 15066.235 | 12082.1876 | 11636.4714 | 11246.4758 | 17336.452 | 0 | 0
16. New Drawdown Schedule
1999-03-21
NPV at 15% 20 years After Tax | 48119.8579
NPV at 15% 20 years Before Tax | 85015.9035
YEAR | Total NPV | Delta | 2000 | 2001 | 2002 | 2003 | 2004 | 2005 | 2006 | 2007 | 2008 | 2009 | 2010 | 2011 | 2012 | 2013 | 2014 | 2015 | 2016 | 2017 | 2018 | 2019 | 2020 | 2021
Annual Revenues | 562486.9075 | 0 | 32983.8973 | 46118.4874 | 46475.6295 | 58817.9776 | 68715.0194 | 70095.626 | 71255.7897 | 72546.2277 | 73963.8098 | 75513.6543 | 77230.9971 | 79313.09 | 81577.8433 | 83941.6728 | 86396.3743 | 88899.7644 | 91034.9773 | 93398.7376 | 95448.2846 | 97492.2423 | 23377.1322 | 0
Annual Expenses | 253871.2248 | -65.4236 | 20622.3407 | 25504.2849 | 25985.2977 | 26380.8786 | 26863.8666 | 27390.1408 | 28063.4309 | 28876.5796 | 29827.4699 | 30867.4726 | 32142.5693 | 33609.4193 | 35262.9071 | 36965.428 | 38819.2399 | 40728.2288 | 42709.9256 | 44899.7635 | 46866.81 | 48867.1801 | 3016.7777 | 0
After Tax Book Income | 92787.2977 | 657.6735 | -365.7256 | -158.5101 | -178.5547 | 7043.2625 | 12749.0109 | 13575.4677 | 14183.4004 | 14671.5011 | 15251.9717 | 15890.4431 | 16523.4608 | 17220.07 | 18034.9585 | 18926.4533 | 19832.5562 | 20701.3473 | 21449.5844 | 22264.3363 | 23082.8275 | 23654.7848 | 0 | 0
After Tax Cash Flow | 131713.7354 | -585.4821 | 4208.7579 | 7606.5741 | 7135.0299 | 19727.6437 | 25404.2118 | 25445.139 | 18984.6256 | 18875.3076 | 18796.5936 | 18669.2841 | 18598.0962 | 18423.9781 | 18281.8606 | 18083.1702 | 17931.8402 | 15028.5811 | 12085.9879 | 11641.1738 | 11249.9135 | 17343.1072 | 0 | 0
17. Updated model with the new Contol Budget version #1
1999-03-29
NPV at 15% 20 years After Tax | 47955.8052
NPV at 15% 20 years Before Tax | 84809.9035
YEAR | Total NPV | Delta | 2000 | 2001 | 2002 | 2003 | 2004 | 2005 | 2006 | 2007 | 2008 | 2009 | 2010 | 2011 | 2012 | 2013 | 2014 | 2015 | 2016 | 2017 | 2018 | 2019 | 2020
Annual Revenues | 562486.9075 | 0 | 32983.8973 | 46118.4874 | 46475.6295 | 58817.9776 | 68715.0194 | 70095.626 | 71255.7897 | 72546.2277 | 73963.8098 | 75513.6543 | 77230.9971 | 79313.09 | 81577.8433 | 83941.6728 | 86396.3743 | 88899.7644 | 91034.9773 | 93398.7376 | 95448.2846 | 97492.2423 | 23377.1322
Annual Expenses | 253871.2248 | 0 | 20622.3407 | 25504.2849 | 25985.2977 | 26380.8786 | 26863.8666 | 27390.1408 | 28063.4309 | 28876.5796 | 29827.4699 | 30867.4726 | 32142.5693 | 33609.4193 | 35262.9071 | 36965.428 | 38819.2399 | 40728.2288 | 42709.9256 | 44899.7635 | 46866.81 | 48867.1801 | 3016.7777
After Tax Book Income | 92698.2191 | -89.0786 | -379.8793 | -182.7737 | -202.8182 | 7018.999 | 12724.7474 | 13565.2819 | 14183.2701 | 14671.3708 | 15251.8414 | 15890.3128 | 16523.3304 | 17219.9397 | 18034.8282 | 18926.323 | 19832.4259 | 20701.217 | 21449.4541 | 22264.206 | 23082.6971 | 23654.6544 | 0
After Tax Cash Flow | 131758.3716 | 44.6362 | 4208.4489 | 7606.3681 | 7134.8239 | 19727.4377 | 25404.0058 | 25525.8432 | 18984.6417 | 18875.324 | 18796.6097 | 18669.3004 | 18598.1123 | 18423.9945 | 18281.8768 | 18083.1866 | 17931.8563 | 15028.527 | 12085.8636 | 11641.0495 | 11249.7892 | 17342.9829 | 0
18. Changed the IDC calculation to include half of the current month Draw.
1999-03-30
NPV at 15% 20 years After Tax | 47613.8854
NPV at 15% 20 years Before Tax | 84405.1749
YEAR | Total NPV | Delta | 2000 | 2001 | 2002 | 2003 | 2004 | 2005 | 2006 | 2007 | 2008 | 2009 | 2010 | 2011 | 2012 | 2013 | 2014 | 2015 | 2016 | 2017 | 2018 | 2019 | 2020
Annual Revenues | 562486.9075 | 0 | 32983.8973 | 46118.4874 | 46475.6295 | 58817.9776 | 68715.0194 | 70095.626 | 71255.7897 | 72546.2277 | 73963.8098 | 75513.6543 | 77230.9971 | 79313.09 | 81577.8433 | 83941.6728 | 86396.3743 | 88899.7644 | 91034.9773 | 93398.7376 | 95448.2846 | 97492.2423 | 23377.1322
Annual Expenses | 253871.2248 | 0 | 20622.3407 | 25504.2849 | 25985.2977 | 26380.8786 | 26863.8666 | 27390.1408 | 28063.4309 | 28876.5796 | 29827.4699 | 30867.4726 | 32142.5693 | 33609.4193 | 35262.9071 | 36965.428 | 38819.2399 | 40728.2288 | 42709.9256 | 44899.7635 | 46866.81 | 48867.1801 | 3016.7777
After Tax Book Income | 92626.709 | -71.51 | -385.0072 | -191.5643 | -211.6089 | 7010.2083 | 12715.9568 | 13556.4912 | 14174.4795 | 14662.5801 | 15243.0508 | 15881.5221 | 16514.5398 | 17211.149 | 18026.0376 | 18917.5324 | 19823.6352 | 20692.4264 | 21440.6634 | 22255.4153 | 23073.9065 | 23645.8638 | 0
After Tax Cash Flow | 131827.6367 | 69.2652 | 4207.8418 | 7605.9634 | 7134.4192 | 19727.033 | 25403.6011 | 25596.9768 | 18993.8696 | 18884.5679 | 18805.8376 | 18678.5444 | 18607.3402 | 18433.2384 | 18291.1047 | 18092.4305 | 17941.0842 | 15033.0188 | 12085.6195 | 11640.8054 | 11249.5451 | 17342.7387 | 0
19. Control Budget Version #2 and the new Draw Schedule.
1999-03-31
NPV at 15% 20 years After Tax | 39980.8757
NPV at 15% 20 years Before Tax | 75506.8358
YEAR | Total NPV | Delta | 2000 | 2001 | 2002 | 2003 | 2004 | 2005 | 2006 | 2007 | 2008 | 2009 | 2010 | 2011 | 2012 | 2013 | 2014 | 2015 | 2016 | 2017 | 2018 | 2019 | 2020
Annual Revenues | 562486.9075 | 0 | 32983.8973 | 46118.4874 | 46475.6295 | 58817.9776 | 68715.0194 | 70095.626 | 71255.7897 | 72546.2277 | 73963.8098 | 75513.6543 | 77230.9971 | 79313.09 | 81577.8433 | 83941.6728 | 86396.3743 | 88899.7644 | 91034.9773 | 93398.7376 | 95448.2846 | 97492.2423 | 23377.1322
Annual Expenses | 253909.6721 | 38.4474 | 20622.3407 | 25510.2191 | 25991.2319 | 26386.8128 | 26869.8008 | 27395.3629 | 28068.653 | 28881.8017 | 29832.692 | 30871.9826 | 32147.0793 | 33613.9293 | 35267.4171 | 36969.2259 | 38823.0378 | 40732.0267 | 42713.7235 | 44902.8493 | 46869.8958 | 48870.2659 | 3016.7777
After Tax Book Income | 91141.4209 | -1485.2882 | -481.8926 | -361.1883 | -381.3363 | 6840.3694 | 12546.0703 | 13372.9052 | 13980.7962 | 14468.8518 | 15049.2737 | 15688.122 | 16321.0966 | 17017.6594 | 17832.4976 | 18724.3678 | 19630.4258 | 20499.1685 | 21247.3532 | 22062.4782 | 22880.9221 | 23452.882 | 0
After Tax Cash Flow | 133220.8637 | 1393.227 | 4194.4656 | 7600.9477 | 7123.4692 | 19714.5006 | 25391.0687 | 25877.5503 | 20384.6255 | 19084.0086 | 19004.9612 | 18877.4843 | 18806.6714 | 18632.9494 | 18490.4995 | 18291.6429 | 18140.6891 | 15129.6583 | 12079.2961 | 11633.9519 | 11243.4348 | 17334.7376 | 0
20. Increased the Capacity from 600 to 614 based on Scott Healy's recommendation.
1999-03-31
NPV at 15% 20 years After Tax | 46408.3429
NPV at 15% 20 years Before Tax | 83777.6345
YEAR | Total NPV | Delta | 2000 | 2001 | 2002 | 2003 | 2004 | 2005 | 2006 | 2007 | 2008 | 2009 | 2010 | 2011 | 2012 | 2013 | 2014 | 2015 | 2016 | 2017 | 2018 | 2019 | 2020
Annual Revenues | 575391.6185 | 12904.711 | 33733.1085 | 47172.8311 | 47537.7484 | 60167.5446 | 70294.9347 | 71707.1262 | 72893.6862 | 74213.498 | 75663.359 | 77248.5042 | 79004.9787 | 81134.6323 | 83451.128 | 85868.9595 | 88379.7336 | 90940.2963 | 93124.0484 | 95541.5712 | 97637.6276 | 99727.9341 | 23922.5986
Annual Expenses | 258592.703 | 4683.0309 | 21028.5518 | 25976.5628 | 26465.3508 | 26866.6449 | 27357.2536 | 27892.5868 | 28577.6597 | 29405.6948 | 30374.5234 | 31434.9427 | 32735.1906 | 34231.4744 | 35918.5573 | 37656.2157 | 39547.9586 | 41496.0062 | 43518.2883 | 45753.8943 | 47760.8871 | 49801.8117 | 3016.7777
After Tax Book Income | 94691.4674 | 3550.0466 | -393.8808 | -209.0768 | -227.0131 | 7167.0548 | 13007.6556 | 13852.5151 | 14474.8966 | 14978.1027 | 15574.3791 | 16229.8333 | 16880.2162 | 17597.6766 | 18434.5717 | 19349.7409 | 20280.4297 | 21175.2314 | 21944.9055 | 22782.6035 | 23624.7815 | 24216.3989 | 0
After Tax Cash Flow | 135733.2409 | 2512.3772 | 4320.1572 | 7809.9099 | 7332.4315 | 20249.3038 | 26059.5084 | 26559.0783 | 19644.817 | 19446.5379 | 19365.6711 | 19235.7797 | 19161.9097 | 18985.3242 | 18839.261 | 18635.9775 | 18479.7148 | 15462.4193 | 12402.7009 | 11946.885 | 11544.7014 | 17813.7366 | 0
21. Added the Franchise Tax into EBITDA.
1999-04-01
NPV at 15% 20 years After Tax | 46302.7297
NPV at 15% 20 years Before Tax | 83079.8848
YEAR | Total NPV | Delta | 2000 | 2001 | 2002 | 2003 | 2004 | 2005 | 2006 | 2007 | 2008 | 2009 | 2010 | 2011 | 2012 | 2013 | 2014 | 2015 | 2016 | 2017 | 2018 | 2019 | 2020
Annual Revenues | 575391.6185 | 0 | 33733.1085 | 47172.8311 | 47537.7484 | 60167.5446 | 70294.9347 | 71707.1262 | 72893.6862 | 74213.498 | 75663.359 | 77248.5042 | 79004.9787 | 81134.6323 | 83451.128 | 85868.9595 | 88379.7336 | 90940.2963 | 93124.0484 | 95541.5712 | 97637.6276 | 99727.9341 | 23922.5986
Annual Expenses | 259282.0064 | 689.3034 | 21143.8442 | 26053.4244 | 26542.2124 | 26943.5065 | 27434.1152 | 27969.4484 | 28654.5213 | 29482.5564 | 30451.385 | 31511.8043 | 32812.0522 | 34308.336 | 35995.419 | 37733.0774 | 39624.8202 | 41572.8678 | 43595.1499 | 45830.7559 | 47837.7488 | 49878.6733 | 3016.7777
After Tax Book Income | 94365.5606 | -325.9069 | -452.9407 | -240.1992 | -259.2957 | 7133.5222 | 12973.7219 | 13818.1483 | 14440.062 | 14942.7629 | 15538.4936 | 16193.3585 | 16843.105 | 17559.8781 | 18396.0309 | 19310.3983 | 20240.2212 | 21134.0878 | 21902.752 | 22739.3593 | 23580.3592 | 24171.4 | 0
After Tax Cash Flow | 136005.6936 | 272.4528 | 4395.7986 | 7859.6329 | 7382.1545 | 20278.5303 | 26088.735 | 26588.3048 | 19616.836 | 19468.6555 | 19388.1474 | 19258.6434 | 19185.1918 | 19009.0583 | 18863.4831 | 18660.7267 | 18505.0332 | 15488.3526 | 12429.2982 | 11974.1994 | 11572.7903 | 17817.7371 | 0
22. Added a full year to year 20 instead of 5 months
1999-05-07
NPV at 15% 20 years After Tax | 49223.3382
NPV at 15% 20 years Before Tax | 87918.7086
YEAR | Total NPV | Delta | 2000 | 2001 | 2002 | 2003 | 2004 | 2005 | 2006 | 2007 | 2008 | 2009 | 2010 | 2011 | 2012 | 2013 | 2014 | 2015 | 2016 | 2017 | 2018 | 2019 | 2020
Annual Revenues | 585799.6387 | 10408.0203 | 33733.1085 | 47172.8311 | 47537.7484 | 60167.5446 | 70294.9347 | 71707.1262 | 72893.6862 | 74213.498 | 75663.359 | 77248.5042 | 79004.9787 | 81134.6323 | 83451.128 | 85868.9595 | 88379.7336 | 90940.2963 | 93124.0484 | 95541.5712 | 97637.6276 | 99727.9341 | 100944.5499
Annual Expenses | 265777.9049 | 6495.8985 | 21143.8442 | 26053.4244 | 26542.2124 | 26943.5065 | 27434.1152 | 27969.4484 | 28654.5213 | 29482.5564 | 30451.385 | 31511.8043 | 32812.0522 | 34308.336 | 35995.419 | 37733.0774 | 39624.8202 | 41572.8678 | 43595.1499 | 45830.7559 | 47837.7488 | 49878.6733 | 51088.0499
After Tax Book Income | 97760.1123 | 3394.5517 | -452.9407 | -240.1992 | -259.2957 | 7133.5222 | 12973.7219 | 13818.1483 | 14440.062 | 14942.7629 | 15538.4936 | 16193.3585 | 16843.105 | 17559.8781 | 18396.0309 | 19310.3983 | 20240.2212 | 21134.0878 | 21902.752 | 22739.3593 | 23580.3592 | 24171.4 | 25120.5311
After Tax Cash Flow | 140079.3405 | 4073.6469 | 4395.7986 | 7859.6329 | 7382.1545 | 20278.5303 | 26088.735 | 26588.3048 | 19616.836 | 19468.6555 | 19388.1474 | 19258.6434 | 19185.1918 | 19009.0583 | 18863.4831 | 18660.7267 | 18505.0332 | 15488.3526 | 12429.2982 | 11974.1994 | 11572.7903 | 17817.7371 | 30146.0051
23. Rolled EI Mob into Turnkey to Depreciate and changed Book Deprec to 30 years.
1999-04-07
NPV at 15% 20 years After Tax | 49188.0985
NPV at 15% 20 years Before Tax | 87918.7086
YEAR | Total NPV | Delta | 2000 | 2001 | 2002 | 2003 | 2004 | 2005 | 2006 | 2007 | 2008 | 2009 | 2010 | 2011 | 2012 | 2013 | 2014 | 2015 | 2016 | 2017 | 2018 | 2019 | 2020
Annual Revenues | 585799.6387 | 0 | 33733.1085 | 47172.8311 | 47537.7484 | 60167.5446 | 70294.9347 | 71707.1262 | 72893.6862 | 74213.498 | 75663.359 | 77248.5042 | 79004.9787 | 81134.6323 | 83451.128 | 85868.9595 | 88379.7336 | 90940.2963 | 93124.0484 | 95541.5712 | 97637.6276 | 99727.9341 | 100944.5499
Annual Expenses | 265777.9049 | 0 | 21143.8442 | 26053.4244 | 26542.2124 | 26943.5065 | 27434.1152 | 27969.4484 | 28654.5213 | 29482.5564 | 30451.385 | 31511.8043 | 32812.0522 | 34308.336 | 35995.419 | 37733.0774 | 39624.8202 | 41572.8678 | 43595.1499 | 45830.7559 | 47837.7488 | 49878.6733 | 51088.0499
After Tax Book Income | 104942.8379 | 7182.7256 | 477.1877 | 578.5965 | 559.5001 | 7952.3179 | 13792.5177 | 14636.944 | 15258.8577 | 15761.5586 | 16357.2894 | 17012.1543 | 17661.9007 | 18378.6738 | 19214.8266 | 20129.1941 | 21059.017 | 21952.8836 | 22721.5478 | 23558.155 | 24399.155 | 24990.1957 | 25939.3268
After Tax Cash Flow | 140046.1268 | -33.2137 | 4395.7986 | 7859.6329 | 7382.1545 | 20278.5303 | 26088.735 | 26459.757 | 19596.0674 | 19486.2379 | 19405.7 | 19276.2258 | 19202.7445 | 19026.6407 | 18881.0358 | 18678.3091 | 18522.5859 | 15497.1289 | 12429.2982 | 11974.1994 | 11572.7903 | 17817.7371 | 30146.0051
24. Added an Admin Fee to O&M prorating $1M on a MW basis.
1999-04-07
NPV at 15% 20 years After Tax | 47432.4218
NPV at 15% 20 years Before Tax | 85640.5738
YEAR | Total NPV | Delta | 2000 | 2001 | 2002 | 2003 | 2004 | 2005 | 2006 | 2007 | 2008 | 2009 | 2010 | 2011 | 2012 | 2013 | 2014 | 2015 | 2016 | 2017 | 2018 | 2019 | 2020
Annual Revenues | 585799.6387 | 0 | 33733.1085 | 47172.8311 | 47537.7484 | 60167.5446 | 70294.9347 | 71707.1262 | 72893.6862 | 74213.498 | 75663.359 | 77248.5042 | 79004.9787 | 81134.6323 | 83451.128 | 85868.9595 | 88379.7336 | 90940.2963 | 93124.0484 | 95541.5712 | 97637.6276 | 99727.9341 | 100944.5499
Annual Expenses | 268045.6715 | 2267.7666 | 21273.2036 | 26279.9587 | 26775.5085 | 27183.7673 | 27681.5497 | 28224.2717 | 28916.9552 | 29752.8291 | 30729.7317 | 31798.4672 | 33107.2809 | 34612.3874 | 36308.5577 | 38055.5761 | 39956.9597 | 41914.9374 | 43947.4474 | 46193.5881 | 48211.4318 | 50263.5327 | 51484.4209
After Tax Book Income | 103929.794 | -1013.0439 | 432.0032 | 496.8634 | 471.0427 | 7856.5981 | 13691.9341 | 14531.1855 | 15147.5906 | 15644.4247 | 16233.9045 | 16882.1061 | 17524.7464 | 18233.938 | 19061.9985 | 19967.725 | 20888.3173 | 21772.3196 | 22530.4381 | 23355.7672 | 24184.7011 | 24764.8784 | 25700.1843
After Tax Cash Flow | 139362.5149 | -683.6119 | 4350.6966 | 7780.7235 | 7300.9911 | 20130.9758 | 25936.8763 | 26432.0128 | 19720.0137 | 19397.688 | 19316.4155 | 19186.3325 | 19112.3838 | 18935.971 | 18790.234 | 18587.5725 | 18432.1336 | 15407.2042 | 12340.1701 | 11886.1655 | 11486.179 | 17659.4489 | 29906.8626
25. Changed Interest Income to be 5% of 25% of EBITDA.
1999-04-07
NPV at 15% 20 years After Tax | 47861.3534
NPV at 15% 20 years Before Tax | 86380.2847
YEAR | Total NPV | Delta | 2000 | 2001 | 2002 | 2003 | 2004 | 2005 | 2006 | 2007 | 2008 | 2009 | 2010 | 2011 | 2012 | 2013 | 2014 | 2015 | 2016 | 2017 | 2018 | 2019 | 2020
Annual Revenues | 585799.6387 | 0 | 33733.1085 | 47172.8311 | 47537.7484 | 60167.5446 | 70294.9347 | 71707.1262 | 72893.6862 | 74213.498 | 75663.359 | 77248.5042 | 79004.9787 | 81134.6323 | 83451.128 | 85868.9595 | 88379.7336 | 90940.2963 | 93124.0484 | 95541.5712 | 97637.6276 | 99727.9341 | 100944.5499
Annual Expenses | 268045.6715 | 0 | 21273.2036 | 26279.9587 | 26775.5085 | 27183.7673 | 27681.5497 | 28224.2717 | 28916.9552 | 29752.8291 | 30729.7317 | 31798.4672 | 33107.2809 | 34612.3874 | 36308.5577 | 38055.5761 | 39956.9597 | 41914.9374 | 43947.4474 | 46193.5881 | 48211.4318 | 50263.5327 | 51484.4209
After Tax Book Income | 104475.9533 | 546.1594 | 406.8768 | 441.0175 | 398.2108 | 7899.7892 | 13790.7729 | 14619.097 | 15221.2177 | 15772.1017 | 16346.0426 | 16978.4599 | 17604.207 | 18374.8345 | 19186.0696 | 20074.7063 | 20977.0812 | 21929.4734 | 22664.53 | 23466.2228 | 24270.0701 | 25111.4736 | 26019.507
After Tax Cash Flow | 139894.0187 | 531.5038 | 4309.0504 | 7688.1606 | 7180.2746 | 20202.5636 | 26100.6983 | 26577.7233 | 19743.5832 | 19525.365 | 19428.5537 | 19282.6863 | 19191.8444 | 19076.8675 | 18914.3052 | 18694.5539 | 18520.8975 | 15564.3579 | 12474.2619 | 11996.6212 | 11571.548 | 18006.044 | 30226.1853
26. Changed the Site MW's from 614 to 601.5
1999-04-07
NPV at 15% 20 years After Tax | 42069.6741
NPV at 15% 20 years Before Tax | 78869.6112
YEAR | Total NPV | Delta | 2000 | 2001 | 2002 | 2003 | 2004 | 2005 | 2006 | 2007 | 2008 | 2009 | 2010 | 2011 | 2012 | 2013 | 2014 | 2015 | 2016 | 2017 | 2018 | 2019 | 2020
Annual Revenues | 574070.4261 | -11729.2127 | 33064.17 | 46231.4528 | 46589.428 | 58962.5741 | 68884.296 | 70268.2867 | 71431.2786 | 72724.8638 | 74145.9043 | 75699.531 | 77421.0665 | 79508.2552 | 81778.5524 | 84148.1678 | 86608.8771 | 89118.3928 | 91258.8063 | 93628.3269 | 95682.857 | 97731.7807 | 98924.5698
Annual Expenses | 263737.0414 | -4308.6301 | 20913.4557 | 25862.6846 | 26351.1546 | 26754.1706 | 27245.0027 | 27778.8501 | 28460.8583 | 29283.2812 | 30244.0031 | 31293.7044 | 32579.8873 | 34058.5339 | 35724.5236 | 37439.3429 | 39306.6634 | 41229.565 | 43225.6299 | 45430.056 | 47412.0123 | 49427.6763 | 50628.944
After Tax Book Income | 101197.454 | -3278.4993 | 326.7944 | 306.1534 | 261.4539 | 7607.3288 | 13376.4471 | 14188.6166 | 14777.7916 | 15315.147 | 15874.9377 | 16492.5413 | 17102.7664 | 17854.7356 | 18646.2851 | 19514.1355 | 20394.5441 | 21323.7044 | 22039.6878 | 22821.3557 | 23604.158 | 24423.423 | 25308.145
After Tax Cash Flow | 137564.3662 | -2329.6525 | 4202.122 | 7506.9079 | 6999.0695 | 19727.6472 | 25504.0672 | 25969.2549 | 20397.706 | 19201.6076 | 19106.3578 | 18962.5833 | 18874.4078 | 18761.895 | 18602.4644 | 18386.5691 | 18217.5539 | 15266.5063 | 12184.7279 | 11716.4018 | 11301.7111 | 17573.0317 | 29514.8233
27. Changed the # on Start per Yr. To 120 from 115. This changes the Start Fuel Expense which is a pass through.
1999-04-10
NPV at 15% 20 years After Tax | 42069.6741
NPV at 15% 20 years Before Tax | 78869.6112
YEAR | Total NPV | Delta | 2000 | 2001 | 2002 | 2003 | 2004 | 2005 | 2006 | 2007 | 2008 | 2009 | 2010 | 2011 | 2012 | 2013 | 2014 | 2015 | 2016 | 2017 | 2018 | 2019 | 2020
Annual Revenues | 574206.452 | 136.026 | 33075.6508 | 46244.636 | 46602.8306 | 58976.1378 | 68898.0748 | 70282.3414 | 71445.6662 | 72739.6721 | 74161.2198 | 75715.444 | 77437.6909 | 79525.7123 | 81796.96 | 84167.5898 | 86629.3723 | 89139.9932 | 91281.5551 | 93652.391 | 95708.0513 | 97758.1223 | 98951.5251
Annual Expenses | 263873.0674 | 136.026 | 20924.9365 | 25875.8678 | 26364.5573 | 26767.7343 | 27258.7815 | 27792.9048 | 28475.2459 | 29298.0895 | 30259.3186 | 31309.6174 | 32596.5117 | 34075.991 | 35742.9312 | 37458.7648 | 39327.1585 | 41251.1653 | 43248.3786 | 45454.12 | 47437.2065 | 49454.018 | 50655.8993
After Tax Book Income | 101197.454 | 0 | 326.7944 | 306.1534 | 261.4539 | 7607.3288 | 13376.4471 | 14188.6166 | 14777.7916 | 15315.147 | 15874.9377 | 16492.5413 | 17102.7664 | 17854.7356 | 18646.2851 | 19514.1355 | 20394.5441 | 21323.7044 | 22039.6878 | 22821.3557 | 23604.158 | 24423.423 | 25308.145
After Tax Cash Flow | 137564.3662 | 0 | 4202.122 | 7506.9079 | 6999.0695 | 19727.6472 | 25504.0672 | 25969.2549 | 20397.706 | 19201.6076 | 19106.3578 | 18962.5833 | 18874.4078 | 18761.895 | 18602.4644 | 18386.5691 | 18217.5539 | 15266.5063 | 12184.7279 | 11716.4018 | 11301.7111 | 17573.0317 | 29514.8233
28. Changed the Gas Price to Fixed 2.5
1999-04-10
NPV at 15% 20 years After Tax | 42069.6741
NPV at 15% 20 years Before Tax | 78869.6112
YEAR | Total NPV | Delta | 2000 | 2001 | 2002 | 2003 | 2004 | 2005 | 2006 | 2007 | 2008 | 2009 | 2010 | 2011 | 2012 | 2013 | 2014 | 2015 | 2016 | 2017 | 2018 | 2019 | 2020
Annual Revenues | 555176.6753 | -19029.7767 | 37419.8072 | 47965.4961 | 47985.5181 | 60110.6808 | 69701.254 | 70660.3461 | 71310.738 | 71956.3906 | 72596.4343 | 73229.9515 | 73855.9745 | 74660.907 | 75467.4966 | 76275.1184 | 77083.1083 | 77890.7616 | 78262.7805 | 78606.8505 | 78920.9597 | 79203.0009 | 79450.7673
Annual Expenses | 244843.2907 | -19029.7767 | 25269.0929 | 27596.7279 | 27747.2448 | 27902.2772 | 28061.9606 | 28170.9095 | 28340.3176 | 28514.808 | 28694.5331 | 28824.1249 | 29014.7952 | 29211.1857 | 29413.4678 | 29566.2934 | 29780.8946 | 30001.9337 | 30229.6041 | 30408.5795 | 30650.115 | 30898.8966 | 31155.1416
After Tax Book Income | 101197.454 | 0 | 326.7944 | 306.1534 | 261.4539 | 7607.3288 | 13376.4471 | 14188.6166 | 14777.7916 | 15315.147 | 15874.9377 | 16492.5413 | 17102.7664 | 17854.7356 | 18646.2851 | 19514.1355 | 20394.5441 | 21323.7044 | 22039.6878 | 22821.3557 | 23604.158 | 24423.423 | 25308.145
After Tax Cash Flow | 137564.3662 | 0 | 4202.122 | 7506.9079 | 6999.0695 | 19727.6472 | 25504.0672 | 25969.2549 | 20397.706 | 19201.6076 | 19106.3578 | 18962.5833 | 18874.4078 | 18761.895 | 18602.4644 | 18386.5691 | 18217.5539 | 15266.5063 | 12184.7279 | 11716.4018 | 11301.7111 | 17573.0317 | 29514.8233
29. Added a per start payment which causes the Maj. Main to be treated as a passthrough.
1999-04-13
NPV at 15% 20 years After Tax | 53870.4971
NPV at 15% 20 years Before Tax | 94085.2154
YEAR | Total NPV | Delta | 2000 | 2001 | 2002 | 2003 | 2004 | 2005 | 2006 | 2007 | 2008 | 2009 | 2010 | 2011 | 2012 | 2013 | 2014 | 2015 | 2016 | 2017 | 2018 | 2019 | 2020
Annual Revenues | 570686.6013 | 15509.926 | 38221.3934 | 48070.7976 | 48148.0777 | 61384.8411 | 71788.0344 | 72809.694 | 73524.5303 | 74236.5607 | 74944.9735 | 75648.9108 | 76347.4666 | 77227.1078 | 78110.6475 | 78997.5278 | 79887.154 | 80778.8927 | 81237.5195 | 81670.7957 | 82076.7873 | 82453.4673 | 82798.7117
Annual Expenses | 245489.767 | 646.4763 | 26031.4926 | 27590.6954 | 27741.2136 | 27896.2473 | 28055.9321 | 28164.8823 | 28334.2919 | 28508.7838 | 28688.5104 | 28818.1037 | 29008.7757 | 29205.1678 | 29407.4517 | 29560.279 | 29774.882 | 29995.923 | 30223.5953 | 30402.5727 | 30644.1102 | 30892.8939 | 31149.1411
After Tax Book Income | 107358.1168 | 6160.6628 | 143.6289 | 4.3007 | -30.6162 | 7968.9417 | 14225.5483 | 15081.9956 | 15718.2876 | 16305.8052 | 16919.0252 | 17593.5642 | 18264.4883 | 19081.1974 | 19941.8265 | 20883.4181 | 21842.5765 | 22855.8694 | 23661.7713 | 24539.5778 | 25425.2074 | 26354.4935 | 27356.9748
After Tax Cash Flow | 142711.8795 | 5147.5134 | 4215.674 | 7545.4109 | 7057.3738 | 20511.7637 | 26785.9127 | 27289.4221 | 20266.5359 | 19950.5758 | 19862.0731 | 19723.9967 | 19640.339 | 19531.02 | 19373.3026 | 19157.4696 | 18986.68 | 16031.819 | 12943.9684 | 12467.0719 | 12041.0522 | 18335.1139 | 31563.6531
30. Version #4 of the Control Budget and took out the Debt Reserve.
1999-04-14
NPV at 15% 20 years After Tax | 59516.8681
NPV at 15% 20 years Before Tax | 99658.4541
YEAR | Total NPV | Delta | 2000 | 2001 | 2002 | 2003 | 2004 | 2005 | 2006 | 2007 | 2008 | 2009 | 2010 | 2011 | 2012 | 2013 | 2014 | 2015 | 2016 | 2017 | 2018 | 2019 | 2020
Annual Revenues | 570686.6013 | 0 | 38221.3934 | 48070.7976 | 48148.0777 | 61384.8411 | 71788.0344 | 72809.694 | 73524.5303 | 74236.5607 | 74944.9735 | 75648.9108 | 76347.4666 | 77227.1078 | 78110.6475 | 78997.5278 | 79887.154 | 80778.8927 | 81237.5195 | 81670.7957 | 82076.7873 | 82453.4673 | 82798.7117
Annual Expenses | 245432.538 | -57.229 | 26022.0626 | 27584.4087 | 27734.9269 | 27889.9607 | 28049.6454 | 28158.5957 | 28328.0052 | 28502.4971 | 28682.2237 | 28811.817 | 29002.489 | 29198.8811 | 29401.165 | 29553.9923 | 29768.5953 | 29989.6364 | 30217.3086 | 30396.286 | 30637.8236 | 30886.6072 | 31142.8544
After Tax Book Income | 107299.6441 | -58.4726 | 142.4582 | -3.5163 | -38.3383 | 7961.3219 | 14217.9612 | 15074.444 | 15710.7742 | 16298.3332 | 16911.5978 | 17586.185 | 18257.1612 | 19073.9264 | 19934.6162 | 20876.2734 | 21835.5027 | 22848.8721 | 23654.8565 | 24532.7522 | 25418.4782 | 26347.8684 | 27350.4621
After Tax Cash Flow | 141808.6776 | -903.202 | 4218.9352 | 7547.5851 | 7059.548 | 20515.6143 | 26789.7633 | 27293.2726 | 20369.4797 | 19965.9416 | 19877.3868 | 19739.3015 | 19655.5869 | 19546.2536 | 19388.4736 | 19172.6201 | 19001.7613 | 16040.1567 | 12945.5584 | 12468.6032 | 12042.5202 | 11509.8127 | 31567.4934
31. Put in the new ICF Capacity Curve.
1999-04-16
NPV at 15% 20 years After Tax | 60849.8555
NPV at 15% 20 years Before Tax | 101507.3092
YEAR | Total NPV | Delta | 2000 | 2001 | 2002 | 2003 | 2004 | 2005 | 2006 | 2007 | 2008 | 2009 | 2010 | 2011 | 2012 | 2013 | 2014 | 2015 | 2016 | 2017 | 2018 | 2019 | 2020
Annual Revenues | 572463.4546 | 1776.8533 | 38221.3934 | 48070.7976 | 48148.0777 | 61643.7603 | 72397.6042 | 73594.515 | 74171.2228 | 74736.1307 | 75288.0115 | 75825.5754 | 76347.4666 | 77227.1078 | 78110.6475 | 78997.5278 | 79887.154 | 80778.8927 | 81237.5195 | 81670.7957 | 82076.7873 | 82453.4673 | 82798.7117
Annual Expenses | 245424.9901 | -7.5479 | 26020.8189 | 27583.5796 | 27734.0978 | 27889.1315 | 28048.8163 | 28157.7665 | 28327.1761 | 28501.6679 | 28681.3946 | 28810.9879 | 29001.6599 | 29198.052 | 29400.3359 | 29553.1632 | 29767.7662 | 29988.8072 | 30216.4795 | 30395.4569 | 30636.9944 | 30885.7781 | 31142.0253
After Tax Book Income | 108186.447 | 886.8029 | 119.7131 | -45.0865 | -83.1436 | 8071.1971 | 14543.1499 | 15514.6585 | 16078.6008 | 16586.5701 | 17112.4794 | 17691.3385 | 18257.5603 | 19074.3329 | 19935.0307 | 20876.6966 | 21835.9352 | 22849.3147 | 23655.31 | 24533.2175 | 25418.9561 | 26348.36 | 27350.9685
After Tax Cash Flow | 142339.0384 | 530.3608 | 4219.3654 | 7547.8718 | 7059.8347 | 20674.7101 | 27163.6326 | 27626.4122 | 20168.5998 | 20082.9296 | 19955.9324 | 19778.8814 | 19655.8324 | 19546.4942 | 19388.7089 | 19172.8498 | 19001.9848 | 16040.3736 | 12945.7681 | 12468.8052 | 12042.7138 | 11509.9973 | 31567.9999
31. Changed the start of Fuel to 255 MMBTU / Start / Turbine
1999-04-16
NPV at 15% 20 years After Tax | 60849.8555
NPV at 15% 20 years Before Tax | 101507.3092
YEAR | Total NPV | Delta | 2000 | 2001 | 2002 | 2003 | 2004 | 2005 | 2006 | 2007 | 2008 | 2009 | 2010 | 2011 | 2012 | 2013 | 2014 | 2015 | 2016 | 2017 | 2018 | 2019 | 2020
Annual Revenues | 574778.6547 | 2315.2001 | 38489.087 | 48338.4912 | 48415.7713 | 61911.4539 | 72665.2978 | 73862.2086 | 74438.9164 | 75003.8243 | 75555.7051 | 76093.269 | 76615.1602 | 77494.8014 | 78378.3411 | 79265.2214 | 80154.8476 | 81046.5863 | 81505.2131 | 81938.4893 | 82344.4809 | 82721.1609 | 83066.4053
Annual Expenses | 247740.1902 | 2315.2001 | 26288.5125 | 27851.2732 | 28001.7914 | 28156.8251 | 28316.5099 | 28425.4601 | 28594.8697 | 28769.3615 | 28949.0882 | 29078.6815 | 29269.3535 | 29465.7456 | 29668.0295 | 29820.8568 | 30035.4598 | 30256.5008 | 30484.1731 | 30663.1505 | 30904.688 | 31153.4717 | 31409.7189
After Tax Book Income | 108186.447 | 0 | 119.7131 | -45.0865 | -83.1436 | 8071.1971 | 14543.1499 | 15514.6585 | 16078.6008 | 16586.5701 | 17112.4794 | 17691.3385 | 18257.5603 | 19074.3329 | 19935.0307 | 20876.6966 | 21835.9352 | 22849.3147 | 23655.31 | 24533.2175 | 25418.9561 | 26348.36 | 27350.9685
After Tax Cash Flow | 142339.0384 | 0 | 4219.3654 | 7547.8718 | 7059.8347 | 20674.7101 | 27163.6326 | 27626.4122 | 20168.5998 | 20082.9296 | 19955.9324 | 19778.8814 | 19655.8324 | 19546.4942 | 19388.7089 | 19172.8498 | 19001.9848 | 16040.3736 | 12945.7681 | 12468.8052 | 12042.7138 | 11509.9973 | 31567.9999
32. Confirmed Capacity at 608 MW up from 601.5
1999-04-18
NPV at 15% 20 years After Tax | 63889.9822
NPV at 15% 20 years Before Tax | 105464.7436
YEAR | Total NPV | Delta | 2000 | 2001 | 2002 | 2003 | 2004 | 2005 | 2006 | 2007 | 2008 | 2009 | 2010 | 2011 | 2012 | 2013 | 2014 | 2015 | 2016 | 2017 | 2018 | 2019 | 2020
Annual Revenues | 580647.9509 | 5869.2962 | 38871.7732 | 48826.8145 | 48904.107 | 62544.7809 | 73413.9613 | 74622.9074 | 75204.9213 | 75774.98 | 76331.8423 | 76874.2035 | 77400.6922 | 78288.7657 | 79180.7475 | 80076.0729 | 80974.1397 | 81874.3067 | 82336.6452 | 82773.3217 | 83182.3804 | 83561.7711 | 83909.3457
Annual Expenses | 249777.6187 | 2037.4285 | 26521.6924 | 28086.4941 | 28237.0963 | 28392.2166 | 28551.9904 | 28661.0325 | 28830.5366 | 29005.1258 | 29184.9527 | 29314.6493 | 29505.4277 | 29701.9294 | 29904.3262 | 30057.2698 | 30271.9925 | 30493.1569 | 30720.9563 | 30900.0645 | 31141.7368 | 31390.6593 | 31647.0495
After Tax Book Income | 109875.0259 | 1688.5788 | 155.0821 | 13.9183 | -23.7025 | 8219.6714 | 14762.1394 | 15743.2918 | 16313.184 | 16827.3284 | 17359.6523 | 17945.1805 | 18518.3422 | 19344.8178 | 20215.7527 | 21168.2282 | 22138.8901 | 23164.3509 | 23980.2652 | 24868.5866 | 25765.2697 | 26706.1867 | 27720.9184
After Tax Cash Flow | 143511.064 | 1172.0257 | 4271.0696 | 7635.403 | 7147.3412 | 20918.4456 | 27477.9572 | 27455.0092 | 20339.201 | 20252.5661 | 20124.3411 | 19945.7806 | 19820.9195 | 19710.2996 | 19550.8855 | 19333.0208 | 19159.7418 | 16195.2743 | 13096.343 | 12614.5358 | 12183.0449 | 11644.3341 | 31937.9498
33. Capacity Price to $4.00/ kw-mo
1999-04-18
NPV at 15% 20 years After Tax | 74671.7497
NPV at 15% 20 years Before Tax | 119479.7649
YEAR | Total NPV | Delta | 2000 | 2001 | 2002 | 2003 | 2004 | 2005 | 2006 | 2007 | 2008 | 2009 | 2010 | 2011 | 2012 | 2013 | 2014 | 2015 | 2016 | 2017 | 2018 | 2019 | 2020
Annual Revenues | 593740.5484 | 13092.5975 | 42063.7732 | 54298.8145 | 54376.107 | 64824.7809 | 73413.9613 | 74622.9074 | 75204.9213 | 75774.98 | 76331.8423 | 76874.2035 | 77400.6922 | 78288.7657 | 79180.7475 | 80076.0729 | 80974.1397 | 81874.3067 | 82336.6452 | 82773.3217 | 83182.3804 | 83561.7711 | 83909.3457
Annual Expenses | 249695.5233 | -82.0955 | 26508.165 | 28077.4758 | 28228.078 | 28383.1983 | 28542.9722 | 28652.0142 | 28821.5183 | 28996.1075 | 29175.9344 | 29305.6311 | 29496.4094 | 29692.9112 | 29895.3079 | 30048.2515 | 30262.9742 | 30484.1387 | 30711.938 | 30891.0462 | 31132.7186 | 31381.6411 | 31638.0312
After Tax Book Income | 117232.2497 | 7357.2239 | 1866.4977 | 3019.9163 | 3126.6296 | 9575.6213 | 14766.1073 | 15747.3105 | 16317.2576 | 16831.4613 | 17363.8492 | 17949.4465 | 18522.6829 | 19349.2391 | 20220.2612 | 21172.8307 | 22143.5942 | 23169.1648 | 23985.1975 | 24873.6469 | 25770.4682 | 26711.5345 | 27726.4274
After Tax Cash Flow | 145059.0813 | 1548.0173 | 5379.6478 | 9530.9219 | 9042.86 | 22320.4693 | 27483.4809 | 21390.9998 | 20342.0465 | 20255.3725 | 20127.1055 | 19948.4995 | 19823.5894 | 19712.9164 | 19553.445 | 19335.5184 | 19162.1727 | 16197.633 | 13098.6239 | 12616.7325 | 12185.1507 | 11646.3418 | 31943.4588
34. Broke out Utlity Cost between the Facilities Load and Start Up Power.
1999-04-19
NPV at 15% 20 years After Tax | 74647.3608
NPV at 15% 20 years Before Tax | 119448.6038
YEAR | Total NPV | Delta | 2000 | 2001 | 2002 | 2003 | 2004 | 2005 | 2006 | 2007 | 2008 | 2009 | 2010 | 2011 | 2012 | 2013 | 2014 | 2015 | 2016 | 2017 | 2018 | 2019 | 2020
Annual Revenues | 593740.5484 | 0 | 42063.7732 | 54298.8145 | 54376.107 | 64824.7809 | 73413.9613 | 74622.9074 | 75204.9213 | 75774.98 | 76331.8423 | 76874.2035 | 77400.6922 | 78288.7657 | 79180.7475 | 80076.0729 | 80974.1397 | 81874.3067 | 82336.6452 | 82773.3217 | 83182.3804 | 83561.7711 | 83909.3457
Annual Expenses | 249725.0812 | 29.558 | 26536.0737 | 28077.9202 | 28228.5351 | 28383.6685 | 28543.4559 | 28652.5118 | 28822.0303 | 28996.6342 | 29176.4763 | 29306.1886 | 29496.9831 | 29693.5015 | 29895.9153 | 30048.8766 | 30263.6174 | 30484.8005 | 30712.6191 | 30891.7472 | 31133.44 | 31382.3835 | 31638.7953
After Tax Book Income | 117215.3524 | -16.8973 | 1849.9966 | 3019.7559 | 3126.4561 | 9575.4337 | 14765.9104 | 15747.1036 | 16317.0402 | 16831.2326 | 17363.6085 | 17949.193 | 18522.4157 | 19348.9574 | 20219.9639 | 21172.5169 | 22143.2626 | 23168.8143 | 23984.8268 | 24873.2546 | 25770.0527 | 26711.0943 | 27725.9606
After Tax Cash Flow | 145055.1909 | -3.8905 | 5369.9961 | 9530.7682 | 9042.7019 | 22320.1813 | 27483.1846 | 21402.1522 | 20341.8758 | 20255.2003 | 20126.9318 | 19948.3246 | 19823.4136 | 19712.7401 | 19553.2684 | 19335.342 | 19161.9968 | 16197.458 | 13098.4504 | 12616.5612 | 12184.982 | 11646.1765 | 31942.992
35. Updated the Fuel Usage for Start Up and Version #5 of the Control Budget which only had a nominal change in the IDC.
1999-04-21
NPV at 15% 20 years After Tax | 74647.3608
NPV at 15% 20 years Before Tax | 119448.6038
YEAR | Total NPV | Delta | 2000 | 2001 | 2002 | 2003 | 2004 | 2005 | 2006 | 2007 | 2008 | 2009 | 2010 | 2011 | 2012 | 2013 | 2014 | 2015 | 2016 | 2017 | 2018 | 2019 | 2020
Annual Revenues | 592983.338 | -757.2105 | 41976.2212 | 54211.2625 | 54288.555 | 64737.2289 | 73326.4093 | 74535.3554 | 75117.3693 | 75687.428 | 76244.2903 | 76786.6515 | 77313.1402 | 78201.2137 | 79093.1955 | 79988.5209 | 80886.5877 | 81786.7547 | 82249.0932 | 82685.7697 | 83094.8284 | 83474.2191 | 83821.7937
Annual Expenses | 248967.8708 | -757.2105 | 26448.5217 | 27990.3682 | 28140.9831 | 28296.1165 | 28455.9039 | 28564.9598 | 28734.4783 | 28909.0822 | 29088.9243 | 29218.6366 | 29409.4311 | 29605.9495 | 29808.3633 | 29961.3246 | 30176.0654 | 30397.2485 | 30625.0671 | 30804.1952 | 31045.888 | 31294.8315 | 31551.2433
After Tax Book Income | 117215.3524 | 0 | 1849.9966 | 3019.7559 | 3126.4561 | 9575.4337 | 14765.9104 | 15747.1036 | 16317.0402 | 16831.2326 | 17363.6085 | 17949.193 | 18522.4157 | 19348.9574 | 20219.9639 | 21172.5169 | 22143.2626 | 23168.8143 | 23984.8268 | 24873.2546 | 25770.0527 | 26711.0943 | 27725.9606
After Tax Cash Flow | 145055.1909 | 0 | 5369.9961 | 9530.7682 | 9042.7019 | 22320.1813 | 27483.1846 | 21402.1522 | 20341.8758 | 20255.2003 | 20126.9318 | 19948.3246 | 19823.4136 | 19712.7401 | 19553.2684 | 19335.342 | 19161.9968 | 16197.458 | 13098.4504 | 12616.5612 | 12184.982 | 11646.1765 | 31942.992
36. Changed the Start Date to July 1st from June 1st
1999-04-21
NPV at 15% 20 years After Tax | 74303.4972
NPV at 15% 20 years Before Tax | 119009.7042
YEAR | Total NPV | Delta | 2000 | 2001 | 2002 | 2003 | 2004 | 2005 | 2006 | 2007 | 2008 | 2009 | 2010 | 2011 | 2012 | 2013 | 2014 | 2015 | 2016 | 2017 | 2018 | 2019 | 2020
Annual Revenues | 589760.6847 | -3222.6533 | 39544.2212 | 54211.2625 | 54288.555 | 63255.9342 | 73326.4093 | 74535.3554 | 75117.3693 | 75687.428 | 76244.2903 | 76786.6515 | 77313.1402 | 78201.2137 | 79093.1955 | 79988.5209 | 80886.5877 | 81786.7547 | 82249.0932 | 82685.7697 | 83094.8284 | 83474.2191 | 83821.7937
Annual Expenses | 248799.8543 | -168.0164 | 26257.416 | 27991.1067 | 28141.7217 | 28296.8551 | 28456.6424 | 28565.6984 | 28735.2168 | 28909.8208 | 29089.6629 | 29219.3752 | 29410.1697 | 29606.688 | 29809.1019 | 29962.0631 | 30176.804 | 30397.9871 | 30625.8057 | 30804.9338 | 31046.6265 | 31295.5701 | 31551.9819
After Tax Book Income | 116404.5339 | -810.8185 | 1589.5564 | 3042.266 | 3150.7227 | 8696.712 | 14765.5855 | 15732.1941 | 16316.7065 | 16830.8942 | 17363.2648 | 17948.8437 | 18522.0602 | 19348.5953 | 20219.5947 | 21172.1399 | 22142.8774 | 23168.4201 | 23984.4228 | 24872.8402 | 25769.627 | 26710.6563 | 27721.7387
After Tax Cash Flow | 144269.6371 | -785.5538 | 4595.0201 | 9530.5128 | 9042.4465 | 21412.436 | 27482.7322 | 22359.2587 | 20341.6428 | 20254.9705 | 20126.7055 | 19948.102 | 19823.195 | 19712.5258 | 19553.0588 | 19335.1374 | 19161.7977 | 16197.2649 | 13098.2636 | 12616.3813 | 12184.8096 | 11646.0121 | 31945.02
37. Added in Degredation on Capacity for the Merchant output
1999-05-04
NPV at 15% 20 years After Tax | 69489.2551
NPV at 15% 20 years Before Tax | 112740.2978
YEAR | Total NPV | Delta | 2000 | 2001 | 2002 | 2003 | 2004 | 2005 | 2006 | 2007 | 2008 | 2009 | 2010 | 2011 | 2012 | 2013 | 2014 | 2015 | 2016 | 2017 | 2018 | 2019 | 2020
Annual Revenues | 581187.2991 | -8573.3856 | 39544.2212 | 54211.2625 | 54288.555 | 62649.7441 | 71913.8346 | 73099.8531 | 73671.5157 | 74231.5007 | 74778.5932 | 75311.5155 | 75828.9251 | 76700.7313 | 77576.4125 | 78455.4166 | 79337.1548 | 80221.0001 | 80675.824 | 81105.5511 | 81508.2662 | 81881.9619 | 82224.5346
Annual Expenses | 246284.8057 | -2515.0487 | 26261.8861 | 27994.0868 | 28144.7018 | 28081.4476 | 28022.8475 | 28131.9034 | 28301.4219 | 28476.0259 | 28655.868 | 28785.5803 | 28976.3747 | 29172.8931 | 29375.3069 | 29528.2682 | 29743.009 | 29964.1922 | 30192.0107 | 30371.1388 | 30612.8316 | 30861.7751 | 31118.187
After Tax Book Income | 113873.4293 | -2531.1046 | 1659.2206 | 3190.7066 | 3310.7157 | 8632.255 | 14348.3339 | 15296.4924 | 15869.4391 | 16371.6112 | 16891.4886 | 17464.0657 | 18023.7393 | 18831.5252 | 19682.736 | 20614.3789 | 21563.0198 | 22565.1853 | 23361.8031 | 24229.8521 | 25105.2167 | 26023.6938 | 27011.0114
After Tax Cash Flow | 142202.9714 | -2066.6657 | 4593.4742 | 9529.4822 | 9041.4159 | 21173.0816 | 26883.2296 | 22100.2935 | 20015.8208 | 19930.8781 | 19804.843 | 19629.0064 | 19507.4426 | 19399.1366 | 19242.6958 | 19028.5203 | 18859.707 | 15900.547 | 12809.688 | 12336.9406 | 11915.5679 | 11388.1097 | 31234.2928
38. Added a .07 / kw-mo Marketing Fee
1999-05-04
NPV at 15% 20 years After Tax | 66280.6799
NPV at 15% 20 years Before Tax | 108586.3246
YEAR | Total NPV | Delta | 2000 | 2001 | 2002 | 2003 | 2004 | 2005 | 2006 | 2007 | 2008 | 2009 | 2010 | 2011 | 2012 | 2013 | 2014 | 2015 | 2016 | 2017 | 2018 | 2019 | 2020
Annual Revenues | 581187.2991 | 0 | 39544.2212 | 54211.2625 | 54288.555 | 62649.7441 | 71913.8346 | 73099.8531 | 73671.5157 | 74231.5007 | 74778.5932 | 75311.5155 | 75828.9251 | 76700.7313 | 77576.4125 | 78455.4166 | 79337.1548 | 80221.0001 | 80675.824 | 81105.5511 | 81508.2662 | 81881.9619 | 82224.5346
Annual Expenses | 250305.294 | 4020.4883 | 26264.8531 | 27996.0648 | 28146.6798 | 28365.0874 | 28605.0487 | 28731.5113 | 28918.9586 | 29112.0294 | 29310.8922 | 29460.1959 | 29671.1695 | 29888.4724 | 30112.2943 | 30287.3058 | 30524.7585 | 30769.3347 | 31021.2482 | 31225.1941 | 31492.4492 | 31767.7219 | 32051.2528
After Tax Book Income | 112215.4067 | -1658.0226 | 1705.4588 | 3289.2311 | 3416.9078 | 8574.6499 | 14112.123 | 15047.9631 | 15607.8014 | 16096.0181 | 16601.031 | 17157.7683 | 17700.555 | 18490.3298 | 19322.3223 | 20233.4498 | 21160.182 | 22138.9412 | 22910.5432 | 23751.8458 | 24598.6032 | 25486.4717 | 26441.028
After Tax Cash Flow | 140808.8709 | -1394.1005 | 4592.4481 | 9528.7981 | 9040.7318 | 20999.3523 | 26526.6314 | 21924.6136 | 19809.5979 | 19722.5195 | 19594.6071 | 19417.185 | 19294.364 | 19185.1692 | 19028.2515 | 18814.0583 | 18645.7384 | 15687.6389 | 12598.4689 | 12128.1055 | 11709.8842 | 11186.4234 | 30664.3093
39. New Kaiser Curves that are in $1998.
1999-05-04
NPV at 15% 20 years After Tax | 58859.9452
NPV at 15% 20 years Before Tax | 98932.5417
YEAR | Total NPV | Delta | 2000 | 2001 | 2002 | 2003 | 2004 | 2005 | 2006 | 2007 | 2008 | 2009 | 2010 | 2011 | 2012 | 2013 | 2014 | 2015 | 2016 | 2017 | 2018 | 2019 | 2020
Annual Revenues | 571890.4371 | -9296.862 | 39544.2212 | 54211.2625 | 54288.555 | 62082.957 | 70348.4997 | 71798.5326 | 71782.4819 | 72498.0982 | 73211.8599 | 73923.0117 | 74630.7545 | 75334.2439 | 76032.5877 | 76724.8439 | 77410.0188 | 78087.0645 | 78754.8766 | 79412.2917 | 80058.085 | 79582.5296 | 80167.8924
Annual Expenses | 250347.0061 | 41.7121 | 26271.7263 | 28000.647 | 28151.2619 | 28369.6695 | 28609.6308 | 28736.0934 | 28923.5407 | 29116.6115 | 29315.4743 | 29464.778 | 29675.7517 | 29893.0545 | 30116.8764 | 30291.8879 | 30529.3406 | 30773.9168 | 31025.8303 | 31229.7762 | 31497.0313 | 31772.304 | 32055.8349
After Tax Book Income | 108322.1756 | -3893.2311 | 1812.5721 | 3517.4683 | 3662.9074 | 8493.5545 | 13431.4469 | 14520.5234 | 14717.7559 | 15285.8209 | 15879.2119 | 16533.5321 | 17183.8331 | 17865.0074 | 18579.1768 | 19362.5495 | 20150.8314 | 20979.6223 | 21851.8086 | 22804.4254 | 23774.0723 | 24120.2023 | 25181.8845
After Tax Cash Flow | 137603.0661 | -3205.8049 | 4590.0712 | 9527.2134 | 9039.1472 | 20649.3886 | 25565.0572 | 21590.1441 | 19234.9343 | 19190.6824 | 19106.7492 | 18974.335 | 18897.406 | 18756.5185 | 18568.4464 | 18323.8648 | 18126.1765 | 15140.0116 | 12115.1659 | 11711.076 | 11360.9442 | 10673.4927 | 29405.1658
40. Revised the Start Up Fuel Quantity
1999-05-04
NPV at 15% 20 years After Tax | 58859.9452
NPV at 15% 20 years Before Tax | 98932.5417
YEAR | Total NPV | Delta | 2000 | 2001 | 2002 | 2003 | 2004 | 2005 | 2006 | 2007 | 2008 | 2009 | 2010 | 2011 | 2012 | 2013 | 2014 | 2015 | 2016 | 2017 | 2018 | 2019 | 2020
Annual Revenues | 569640.9843 | -2249.4527 | 39284.1296 | 53951.1709 | 54028.4634 | 61822.8654 | 70088.4081 | 71538.441 | 71522.3903 | 72238.0066 | 72951.7683 | 73662.9201 | 74370.6629 | 75074.1523 | 75772.4961 | 76464.7523 | 77149.9272 | 77826.9729 | 78494.785 | 79152.2001 | 79797.9934 | 79322.438 | 79907.8008
Annual Expenses | 248097.5533 | -2249.4527 | 26011.6347 | 27740.5554 | 27891.1703 | 28109.5779 | 28349.5392 | 28476.0018 | 28663.4491 | 28856.5199 | 29055.3827 | 29204.6864 | 29415.6601 | 29632.9629 | 29856.7848 | 30031.7963 | 30269.249 | 30513.8252 | 30765.7387 | 30969.6846 | 31236.9397 | 31512.2124 | 31795.7433
After Tax Book Income | 108322.1756 | 0 | 1812.5721 | 3517.4683 | 3662.9074 | 8493.5545 | 13431.4469 | 14520.5234 | 14717.7559 | 15285.8209 | 15879.2119 | 16533.5321 | 17183.8331 | 17865.0074 | 18579.1768 | 19362.5495 | 20150.8314 | 20979.6223 | 21851.8086 | 22804.4254 | 23774.0723 | 24120.2023 | 25181.8845
After Tax Cash Flow | 137603.0661 | 0 | 4590.0712 | 9527.2134 | 9039.1472 | 20649.3886 | 25565.0572 | 21590.1441 | 19234.9343 | 19190.6824 | 19106.7492 | 18974.335 | 18897.406 | 18756.5185 | 18568.4464 | 18323.8648 | 18126.1765 | 15140.0116 | 12115.1659 | 11711.076 | 11360.9442 | 10673.4927 | 29405.1658
41. Control Budget Version # 7
1999-05-05
NPV at 15% 20 years After Tax | 58785.5746
NPV at 15% 20 years Before Tax | 98843.6988
YEAR | Total NPV | Delta | 2000 | 2001 | 2002 | 2003 | 2004 | 2005 | 2006 | 2007 | 2008 | 2009 | 2010 | 2011 | 2012 | 2013 | 2014 | 2015 | 2016 | 2017 | 2018 | 2019 | 2020
Annual Revenues | 569640.9843 | 0 | 39284.1296 | 53951.1709 | 54028.4634 | 61822.8654 | 70088.4081 | 71538.441 | 71522.3903 | 72238.0066 | 72951.7683 | 73662.9201 | 74370.6629 | 75074.1523 | 75772.4961 | 76464.7523 | 77149.9272 | 77826.9729 | 78494.785 | 79152.2001 | 79797.9934 | 79322.438 | 79907.8008
Annual Expenses | 248098.3585 | 0.8052 | 26011.7674 | 27740.6438 | 27891.2587 | 28109.6663 | 28349.6276 | 28476.0902 | 28663.5376 | 28856.6083 | 29055.4712 | 29204.7749 | 29415.7485 | 29633.0513 | 29856.8732 | 30031.8847 | 30269.3374 | 30513.9137 | 30765.8272 | 30969.7731 | 31237.0281 | 31512.3009 | 31795.8318
After Tax Book Income | 108308.7406 | -13.4349 | 1811.7055 | 3515.8398 | 3661.2777 | 8491.9232 | 13429.8152 | 14518.8912 | 14716.1232 | 15284.1876 | 15877.578 | 16531.8975 | 17182.1977 | 17863.3712 | 18577.5398 | 19360.9116 | 20149.1925 | 20977.9823 | 21850.1674 | 22802.783 | 23772.4285 | 24118.557 | 25180.2377
After Tax Cash Flow | 137618.4347 | 15.3686 | 4590.0253 | 9527.1829 | 9039.1166 | 20649.3345 | 25565.0031 | 21605.5881 | 19236.9659 | 19192.7179 | 19108.7815 | 18976.3713 | 18899.4393 | 18758.5558 | 18570.4808 | 18325.9033 | 18128.2121 | 15141.0182 | 12115.1435 | 11711.0544 | 11360.9235 | 10673.473 | 29405.1118
42. Moved the Start Date to June 1st giving 7 months for Yr. 1
1999-05-05
NPV at 15% 20 years After Tax | 59117.1702
NPV at 15% 20 years Before Tax | 99283.4619
YEAR | Total NPV | Delta | 2000 | 2001 | 2002 | 2003 | 2004 | 2005 | 2006 | 2007 | 2008 | 2009 | 2010 | 2011 | 2012 | 2013 | 2014 | 2015 | 2016 | 2017 | 2018 | 2019 | 2020
Annual Revenues | 572719.0677 | 3078.0834 | 41716.1296 | 53951.1709 | 54028.4634 | 63092.4953 | 70088.4081 | 71538.441 | 71522.3903 | 72238.0066 | 72951.7683 | 73662.9201 | 74370.6629 | 75074.1523 | 75772.4961 | 76464.7523 | 77149.9272 | 77826.9729 | 78494.785 | 79152.2001 | 79797.9934 | 79322.438 | 79907.8008
Annual Expenses | 248273.6336 | 175.2751 | 26202.8822 | 27739.9114 | 27890.5263 | 28119.4796 | 28348.8952 | 28475.3578 | 28662.8052 | 28855.8759 | 29054.7388 | 29204.0425 | 29415.0161 | 29632.3189 | 29856.1408 | 30031.1523 | 30268.605 | 30513.1812 | 30765.0948 | 30969.0407 | 31236.2957 | 31511.5684 | 31795.0993
After Tax Book Income | 109070.3425 | 761.6018 | 2110.875 | 3496.7487 | 3640.6951 | 9238.8725 | 13430.1374 | 14533.7981 | 14716.454 | 15284.5233 | 15877.9188 | 16532.2439 | 17182.5502 | 17863.7303 | 18577.9059 | 19361.2854 | 20149.5746 | 20978.3733 | 21850.568 | 22803.1939 | 23772.8507 | 24118.9914 | 25184.4559
After Tax Cash Flow | 138342.8537 | 724.419 | 5364.998 | 9527.4362 | 9039.3699 | 21420.9721 | 25565.4517 | 20704.897 | 19237.197 | 19192.9458 | 19109.006 | 18976.5921 | 18899.6561 | 18758.7683 | 18570.6887 | 18326.1061 | 18128.4095 | 15141.2097 | 12115.3288 | 11711.2328 | 11361.0945 | 10673.636 | 29403.08
43. Incorporated the Enegry Margin on 2% of the Capacity
1999-05-06
NPV at 15% 20 years After Tax | 54757.0699
NPV at 15% 20 years Before Tax | 93608.3594
YEAR | Total NPV | Delta | 2000 | 2001 | 2002 | 2003 | 2004 | 2005 | 2006 | 2007 | 2008 | 2009 | 2010 | 2011 | 2012 | 2013 | 2014 | 2015 | 2016 | 2017 | 2018 | 2019 | 2020
Annual Revenues | 567115.636 | -5603.4317 | 41716.1296 | 53951.1709 | 54028.4634 | 62649.0356 | 69192.0342 | 70614.7469 | 70600.748 | 71303.8348 | 72005.1575 | 72703.9776 | 73399.5137 | 74090.9398 | 74777.3834 | 75457.9232 | 76131.5872 | 76797.3504 | 77454.1323 | 78100.7951 | 78736.1403 | 78272.6378 | 78848.9113
Annual Expenses | 248196.7165 | -76.9171 | 26206.9303 | 27742.6101 | 27893.225 | 28113.9127 | 28336.9991 | 28463.0239 | 28650.0202 | 28842.6265 | 29041.0109 | 29189.8218 | 29400.2878 | 29617.0679 | 29840.3513 | 30014.8081 | 30251.6895 | 30495.6773 | 30746.9848 | 30950.3064 | 31216.9185 | 31491.5289 | 31774.3777
After Tax Book Income | 106762.5497 | -2307.7928 | 2184.9059 | 3632.0523 | 3786.5284 | 9130.2037 | 13052.9145 | 14136.1237 | 14315.4372 | 14870.9237 | 15451.1503 | 16091.6808 | 16727.5244 | 17393.5275 | 18091.7624 | 18858.3839 | 19629.04 | 20439.2685 | 21291.8886 | 22223.8627 | 23171.7124 | 23508.3482 | 24550.2687
After Tax Cash Flow | 136456.6878 | -1886.1659 | 5363.5981 | 9526.5029 | 9038.4366 | 21152.7628 | 25023.709 | 20494.0937 | 18944.1775 | 18900.8092 | 18818.2018 | 18687.606 | 18613.0131 | 18475.0351 | 18290.477 | 18050.0757 | 17857.2717 | 14875.731 | 11856.3351 | 11459.6135 | 11117.8071 | 10444.3857 | 28768.8928
44. Reduced the Maj. Maint in thr Block Payment to 1/3 of the expense as Kaiser is incorporating 2/3 of it in the Capacity Price.
1999-05-06
NPV at 15% 20 years After Tax | 47013.0556
NPV at 15% 20 years Before Tax | 83580.71
YEAR | Total NPV | Delta | 2000 | 2001 | 2002 | 2003 | 2004 | 2005 | 2006 | 2007 | 2008 | 2009 | 2010 | 2011 | 2012 | 2013 | 2014 | 2015 | 2016 | 2017 | 2018 | 2019 | 2020
Annual Revenues | 554469.0777 | -12646.5583 | 41364.1276 | 53599.1689 | 53676.4614 | 61465.5711 | 67464.2401 | 68845.679 | 68789.1681 | 69448.4675 | 70104.6893 | 70757.0554 | 71404.7439 | 72046.887 | 72682.569 | 73310.8245 | 73930.6356 | 74540.9302 | 75140.5797 | 75728.3959 | 76303.1292 | 75777.1964 | 76289.1668
Annual Expenses | 245368.1598 | -2828.5567 | 25862.0562 | 27395.36 | 27545.975 | 27878.9656 | 28004.3438 | 28130.8065 | 28318.2538 | 28511.3245 | 28710.1874 | 28859.4911 | 29070.4647 | 29287.7676 | 29511.5895 | 29686.601 | 29924.0536 | 30168.6299 | 30420.5434 | 30624.4893 | 30891.7444 | 31167.0171 | 31450.548
After Tax Book Income | 102711.9083 | -4050.6414 | 2316.7797 | 3872.9868 | 4046.1574 | 8833.4566 | 12487.5839 | 13541.2744 | 13689.1765 | 14211.2214 | 14755.8283 | 15358.4019 | 15953.7793 | 16576.6225 | 17228.8042 | 17946.2648 | 18664.421 | 19418.5611 | 20211.2355 | 21079.1172 | 21958.4153 | 22221.7037 | 23185.118
After Tax Cash Flow | 133044.9121 | -3411.7758 | 5361.133 | 9524.8595 | 9036.7932 | 20571.7958 | 24169.1864 | 20151.8943 | 18449.089 | 18400.6018 | 18313.4973 | 18179.1006 | 18101.4967 | 17961.3875 | 17775.688 | 17535.243 | 17343.6228 | 14365.0802 | 11350.1883 | 10959.1796 | 10624.925 | 9961.083 | 27403.0359
45. Changed the Start Date to 5/30/20
2020-05-13
NPV at 15% 20 years After Tax | 45334.3632
NPV at 15% 20 years Before Tax | 80798.3314
YEAR | Total NPV | Delta | 2000 | 2001 | 2002 | 2003 | 2004 | 2005 | 2006 | 2007 | 2008 | 2009 | 2010 | 2011 | 2012 | 2013 | 2014 | 2015 | 2016 | 2017 | 2018 | 2019 | 2020
Annual Revenues | 548561.391 | -5907.6867 | 41364.1276 | 53599.1689 | 53676.4614 | 61465.5711 | 67464.2401 | 68845.679 | 68789.1681 | 69448.4675 | 70104.6893 | 70757.0554 | 71404.7439 | 72046.887 | 72682.569 | 73310.8245 | 73930.6356 | 74540.9302 | 75140.5797 | 75728.3959 | 76303.1292 | 75777.1964 | 32570.8085
Annual Expenses | 243293.406 | -2074.7538 | 25862.0562 | 27395.36 | 27545.975 | 27878.9656 | 28004.3438 | 28130.8065 | 28318.2538 | 28511.3245 | 28710.1874 | 28859.4911 | 29070.4647 | 29287.7676 | 29511.5895 | 29686.601 | 29924.0536 | 30168.6299 | 30420.5434 | 30624.4893 | 30891.7444 | 31167.0171 | 16096.8515
After Tax Book Income | 100370.4783 | -2341.43 | 2316.7797 | 3872.9868 | 4046.1574 | 8833.4566 | 12487.5839 | 13541.2744 | 13689.1765 | 14211.2214 | 14755.8283 | 15358.4019 | 15953.7793 | 16576.6225 | 17228.8042 | 17946.2648 | 18664.421 | 19418.5611 | 20211.2355 | 21079.1172 | 21958.4153 | 22221.7037 | 5857.9509
After Tax Cash Flow | 130703.4821 | -2341.43 | 5361.133 | 9524.8595 | 9036.7932 | 20571.7958 | 24169.1864 | 20151.8943 | 18449.089 | 18400.6018 | 18313.4973 | 18179.1006 | 18101.4967 | 17961.3875 | 17775.688 | 17535.243 | 17343.6228 | 14365.0802 | 11350.1883 | 10959.1796 | 10624.925 | 9961.083 | 10075.8688
46. Control Budget Version # 9
1999-05-18
NPV at 15% 20 years After Tax | 45334.2616
NPV at 15% 20 years Before Tax | 80798.2103
YEAR | Total NPV | Delta | 2000 | 2001 | 2002 | 2003 | 2004 | 2005 | 2006 | 2007 | 2008 | 2009 | 2010 | 2011 | 2012 | 2013 | 2014 | 2015 | 2016 | 2017 | 2018 | 2019 | 2020
Annual Revenues | 548561.391 | 0 | 41364.1276 | 53599.1689 | 53676.4614 | 61465.5711 | 67464.2401 | 68845.679 | 68789.1681 | 69448.4675 | 70104.6893 | 70757.0554 | 71404.7439 | 72046.887 | 72682.569 | 73310.8245 | 73930.6356 | 74540.9302 | 75140.5797 | 75728.3959 | 76303.1292 | 75777.1964 | 32570.8085
Annual Expenses | 243293.4071 | 0.001098 | 25862.0564 | 27395.3601 | 27545.9751 | 27878.9658 | 28004.344 | 28130.8066 | 28318.2539 | 28511.3247 | 28710.1875 | 28859.4912 | 29070.4648 | 29287.7677 | 29511.5896 | 29686.6011 | 29924.0538 | 30168.63 | 30420.5435 | 30624.4894 | 30891.7445 | 31167.0172 | 16096.8516
After Tax Book Income | 100370.4598 | -0.018483 | 2316.7784 | 3872.9846 | 4046.1552 | 8833.4543 | 12487.5817 | 13541.2722 | 13689.1743 | 14211.2191 | 14755.8261 | 15358.3996 | 15953.7771 | 16576.6202 | 17228.802 | 17946.2626 | 18664.4188 | 19418.5588 | 20211.2333 | 21079.115 | 21958.413 | 22221.7015 | 5857.9487
After Tax Cash Flow | 130703.5031 | 0.020957 | 5361.133 | 9524.8594 | 9036.7932 | 20571.7958 | 24169.1864 | 20151.9153 | 18449.0918 | 18400.6046 | 18313.5 | 18179.1034 | 18101.4995 | 17961.3903 | 17775.6908 | 17535.2458 | 17343.6256 | 14365.0816 | 11350.1882 | 10959.1795 | 10624.9249 | 9961.0829 | 10075.8687
47. Changed the Financing Structure to the CSFB structure
1999-05-20
NPV at 15% 20 years After Tax | 38648.9977
NPV at 15% 20 years Before Tax | 74490.2464
YEAR | Total NPV | Delta | 2000 | 2001 | 2002 | 2003 | 2004 | 2005 | 2006 | 2007 | 2008 | 2009 | 2010 | 2011 | 2012 | 2013 | 2014 | 2015 | 2016 | 2017 | 2018 | 2019 | 2020
Annual Revenues | 548561.391 | 0 | 41364.1276 | 53599.1689 | 53676.4614 | 61465.5711 | 67464.2401 | 68845.679 | 68789.1681 | 69448.4675 | 70104.6893 | 70757.0554 | 71404.7439 | 72046.887 | 72682.569 | 73310.8245 | 73930.6356 | 74540.9302 | 75140.5797 | 75728.3959 | 76303.1292 | 75777.1964 | 32570.8085
Annual Expenses | 243114.4421 | -178.965 | 25832.5671 | 27375.7007 | 27526.3156 | 27859.3063 | 27984.6845 | 28111.1471 | 28298.5944 | 28491.6652 | 28690.5281 | 28839.8317 | 29050.8054 | 29268.1082 | 29491.9301 | 29666.9416 | 29904.3943 | 30148.9705 | 30400.8841 | 30604.8299 | 30872.085 | 31147.3577 | 16077.1921
After Tax Book Income | 99692.5901 | -677.8697 | -1645.4043 | 3349.9727 | 3605.3785 | 8584.5573 | 12721.0821 | 13935.8107 | 14205.7219 | 14885.3308 | 15559.5214 | 16510.1327 | 17593.2322 | 18047.8234 | 18543.2525 | 19063.9617 | 19541.369 | 20008.6114 | 20464.8687 | 21187.035 | 21960.0696 | 22202.142 | 5869.9581
After Tax Cash Flow | 105472.8568 | -25230.6462 | -5859.6301 | 5926.2011 | 3166.319 | 8698.6471 | 20971.7734 | 21019.4298 | 15475.4195 | 16164.2037 | 11388.2189 | 8583.8406 | 23315.7898 | 22791.4163 | 23277.67 | 23752.0295 | 24275.7865 | 22036.3052 | 14845.1388 | 13535.5 | 11399.6397 | 9665.4321 | 10087.8782
48. Changed the escalation on the $.07 Marketing Fee. The base year is now 2003.
1999-05-20
NPV at 15% 20 years After Tax | 38648.9977
NPV at 15% 20 years Before Tax | 74490.2464
YEAR | Total NPV | Delta | 2000 | 2001 | 2002 | 2003 | 2004 | 2005 | 2006 | 2007 | 2008 | 2009 | 2010 | 2011 | 2012 | 2013 | 2014 | 2015 | 2016 | 2017 | 2018 | 2019 | 2020
Annual Revenues | 548561.391 | 0 | 41364.1276 | 53599.1689 | 53676.4614 | 61465.5711 | 67464.2401 | 68845.679 | 68789.1681 | 69448.4675 | 70104.6893 | 70757.0554 | 71404.7439 | 72046.887 | 72682.569 | 73310.8245 | 73930.6356 | 74540.9302 | 75140.5797 | 75728.3959 | 76303.1292 | 75777.1964 | 32570.8085
Annual Expenses | 242672.7225 | -441.7197 | 25832.5671 | 27375.7007 | 27526.3156 | 27822.6625 | 27919.9821 | 28044.5036 | 28229.9517 | 28420.9631 | 28617.7049 | 28764.8239 | 28973.5473 | 29188.5324 | 29409.967 | 29582.5197 | 29817.4397 | 30059.4073 | 30308.6339 | 30509.8123 | 30774.2168 | 31046.5535 | 16033.9303
After Tax Book Income | 99692.5901 | 0 | -1645.4043 | 3349.9727 | 3605.3785 | 8584.5573 | 12721.0821 | 13935.8107 | 14205.7219 | 14885.3308 | 15559.5214 | 16510.1327 | 17593.2322 | 18047.8234 | 18543.2525 | 19063.9617 | 19541.369 | 20008.6114 | 20464.8687 | 21187.035 | 21960.0696 | 22202.142 | 5869.9581
After Tax Cash Flow | 105472.8568 | 0 | -5859.6301 | 5926.2011 | 3166.319 | 8698.6471 | 20971.7734 | 21019.4298 | 15475.4195 | 16164.2037 | 11388.2189 | 8583.8406 | 23315.7898 | 22791.4163 | 23277.67 | 23752.0295 | 24275.7865 | 22036.3052 | 14845.1388 | 13535.5 | 11399.6397 | 9665.4321 | 10087.8782
48. Changed the escalation on the $.07 Marketing Fee. The base year is now 2003.
1999-05-20
NPV at 15% 20 years After Tax | 38940.8495
NPV at 15% 20 years Before Tax | 74942.4811
YEAR | Total NPV | Delta | 2000 | 2001 | 2002 | 2003 | 2004 | 2005 | 2006 | 2007 | 2008 | 2009 | 2010 | 2011 | 2012 | 2013 | 2014 | 2015 | 2016 | 2017 | 2018 | 2019 | 2020
Annual Revenues | 548561.391 | 0 | 41364.1276 | 53599.1689 | 53676.4614 | 61465.5711 | 67464.2401 | 68845.679 | 68789.1681 | 69448.4675 | 70104.6893 | 70757.0554 | 71404.7439 | 72046.887 | 72682.569 | 73310.8245 | 73930.6356 | 74540.9302 | 75140.5797 | 75728.3959 | 76303.1292 | 75777.1964 | 32570.8085
Annual Expenses | 242672.1312 | -0.59121 | 25832.4697 | 27375.6357 | 27526.2507 | 27822.5976 | 27919.9171 | 28044.4387 | 28229.8867 | 28420.8982 | 28617.64 | 28764.759 | 28973.4824 | 29188.4675 | 29409.9021 | 29582.4547 | 29817.3747 | 30059.3423 | 30308.569 | 30509.7473 | 30774.1519 | 31046.4885 | 16033.8653
After Tax Book Income | 99972.5065 | 279.9164 | -1644.6591 | 3351.1879 | 3606.5937 | 8608.1571 | 12761.8221 | 13977.7365 | 14248.869 | 14929.7358 | 15605.2221 | 16557.1681 | 17641.6422 | 18097.6492 | 18594.5365 | 19116.7478 | 19595.7023 | 20064.5382 | 20522.4369 | 21246.2937 | 22021.0697 | 22264.9356 | 5897.6007
After Tax Cash Flow | 105734.7977 | 261.9409 | -5859.5315 | 5926.2669 | 3166.3847 | 8735.8146 | 21037.3503 | 21008.0212 | 15515.8711 | 16205.9107 | 11431.2242 | 8628.1779 | 23361.5043 | 22838.544 | 23326.2587 | 23802.1176 | 24327.4244 | 22090.2965 | 14901.5315 | 13593.5832 | 11459.4642 | 9727.0502 | 10114.3453
49. Control Budget Version #11
1999-06-02
NPV at 15% 20 years After Tax | 38757.1763
NPV at 15% 20 years Before Tax | 74723.2539
YEAR | Total NPV | Delta | 2000 | 2001 | 2002 | 2003 | 2004 | 2005 | 2006 | 2007 | 2008 | 2009 | 2010 | 2011 | 2012 | 2013 | 2014 | 2015 | 2016 | 2017 | 2018 | 2019 | 2020
Annual Revenues | 548561.391 | 0 | 41364.1276 | 53599.1689 | 53676.4614 | 61465.5711 | 67464.2401 | 68845.679 | 68789.1681 | 69448.4675 | 70104.6893 | 70757.0554 | 71404.7439 | 72046.887 | 72682.569 | 73310.8245 | 73930.6356 | 74540.9302 | 75140.5797 | 75728.3959 | 76303.1292 | 75777.1964 | 32570.8085
Annual Expenses | 242674.1101 | 1.9789 | 25832.7958 | 27375.8531 | 27526.468 | 27822.815 | 27920.1345 | 28044.6561 | 28230.1041 | 28421.1156 | 28617.8574 | 28764.9764 | 28973.6998 | 29188.6848 | 29410.1195 | 29582.6721 | 29817.5921 | 30059.5597 | 30308.7863 | 30509.9647 | 30774.3693 | 31046.7059 | 16034.0827
After Tax Book Income | 99938.7593 | -33.7472 | -1647.1535 | 3347.1206 | 3602.5263 | 8604.0897 | 12757.7547 | 13973.6691 | 14244.8017 | 14925.6685 | 15601.1548 | 16553.1007 | 17637.5748 | 18093.5818 | 18590.4692 | 19112.6805 | 19591.6349 | 20060.4708 | 20518.3695 | 21242.2264 | 22017.0023 | 22260.8683 | 5893.5333
After Tax Cash Flow | 105771.9662 | 37.1685 | -5859.8617 | 5926.0468 | 3166.1646 | 8735.5945 | 21037.1302 | 21046.2313 | 15520.8258 | 16210.874 | 11436.1789 | 8633.1412 | 23366.4589 | 22843.5073 | 23331.2133 | 23807.0809 | 24332.379 | 22092.7075 | 14901.3987 | 13593.4504 | 11459.3314 | 9726.9174 | 10114.2125
50. The last years Block Payment was prorating the Major Main. Portion while the cost was not.
1999-06-02
NPV at 15% 20 years After Tax | 38795.6897
NPV at 15% 20 years Before Tax | 74787.0886
YEAR | Total NPV | Delta | 2000 | 2001 | 2002 | 2003 | 2004 | 2005 | 2006 | 2007 | 2008 | 2009 | 2010 | 2011 | 2012 | 2013 | 2014 | 2015 | 2016 | 2017 | 2018 | 2019 | 2020
Annual Revenues | 548649.328 | 87.937 | 41364.1276 | 53599.1689 | 53676.4614 | 61465.5711 | 67464.2401 | 68845.679 | 68789.1681 | 69448.4675 | 70104.6893 | 70757.0554 | 71404.7439 | 72046.887 | 72682.569 | 73310.8245 | 73930.6356 | 74540.9302 | 75140.5797 | 75728.3959 | 76303.1292 | 75777.1964 | 33221.5643
Annual Expenses | 242674.1101 | 0 | 25832.7958 | 27375.8531 | 27526.468 | 27822.815 | 27920.1345 | 28044.6561 | 28230.1041 | 28421.1156 | 28617.8574 | 28764.9764 | 28973.6998 | 29188.6848 | 29410.1195 | 29582.6721 | 29817.5921 | 30059.5597 | 30308.7863 | 30509.9647 | 30774.3693 | 31046.7059 | 16034.0827
After Tax Book Income | 99992.4775 | 53.7182 | -1647.1535 | 3347.1206 | 3602.5263 | 8604.0897 | 12757.7547 | 13973.6691 | 14244.8017 | 14925.6685 | 15601.1548 | 16553.1007 | 17637.5748 | 18093.5818 | 18590.4692 | 19112.6805 | 19591.6349 | 20060.4708 | 20518.3695 | 21242.2264 | 22017.0023 | 22260.8683 | 6291.0616
After Tax Cash Flow | 105825.6844 | 53.7182 | -5859.8617 | 5926.0468 | 3166.1646 | 8735.5945 | 21037.1302 | 21046.2313 | 15520.8258 | 16210.874 | 11436.1789 | 8633.1412 | 23366.4589 | 22843.5073 | 23331.2133 | 23807.0809 | 24332.379 | 22092.7075 | 14901.3987 | 13593.4504 | 11459.3314 | 9726.9174 | 10511.7407
51. Control Budget Version #12 and change of last year energy income to partial year as well as cost.
1999-06-11
NPV at 15% 20 years After Tax | 36497.1418
NPV at 15% 20 years Before Tax | 72092.292
YEAR | Total NPV | Delta | 2000 | 2001 | 2002 | 2003 | 2004 | 2005 | 2006 | 2007 | 2008 | 2009 | 2010 | 2011 | 2012 | 2013 | 2014 | 2015 | 2016 | 2017 | 2018 | 2019 | 2020
Annual Revenues | 551504.8001 | 2855.4721 | 41716.1296 | 53951.1709 | 54028.4634 | 61812.6826 | 67801.6473 | 69182.6483 | 69125.6865 | 69784.5214 | 70440.2647 | 71092.138 | 71739.3189 | 72380.9392 | 73016.0828 | 73643.7836 | 74263.0234 | 74872.7296 | 75471.773 | 76058.9649 | 76633.0553 | 76106.4602 | 32886.2924
Annual Expenses | 245440.4344 | 2766.3243 | 26188.9461 | 27713.1646 | 27863.7795 | 28155.2359 | 28242.8512 | 28369.0297 | 28554.0267 | 28744.5737 | 28940.837 | 29089.5579 | 29297.7737 | 29512.236 | 29733.1322 | 29907.2249 | 30141.5736 | 30382.9528 | 30631.5733 | 30834.2221 | 31097.9837 | 31369.6581 | 15692.4993
After Tax Book Income | 99743.3603 | -249.1172 | -1656.1461 | 3345.0227 | 3600.4285 | 8601.9919 | 12755.6569 | 13943.5382 | 14195.5611 | 14876.4279 | 15551.9142 | 16502.5805 | 17587.0547 | 18043.0617 | 18539.949 | 19060.8807 | 19539.8351 | 20008.6711 | 20466.5698 | 21189.147 | 21963.923 | 22207.7889 | 6237.9823
After Tax Cash Flow | 106343.4158 | 517.7314 | -5864.0618 | 5923.4649 | 3181.0387 | 8750.4686 | 21052.0043 | 21431.2113 | 15602.1382 | 16292.3112 | 11517.4913 | 8715.3935 | 23446.4918 | 22923.6649 | 23411.2461 | 23888.0536 | 24411.1323 | 22134.6517 | 14906.5339 | 13599.4007 | 11463.187 | 9730.773 | 10515.5963
52. Control Budget Revision #15
1999-07-02
NPV at 15% 20 years After Tax | 40044.481
NPV at 15% 20 years Before Tax | 76267.3571
YEAR | Total NPV | Delta | 2000 | 2001 | 2002 | 2003 | 2004 | 2005 | 2006 | 2007 | 2008 | 2009 | 2010 | 2011 | 2012 | 2013 | 2014 | 2015 | 2016 | 2017 | 2018 | 2019 | 2020
Annual Revenues | 551504.8001 | 0 | 41716.1296 | 53951.1709 | 54028.4634 | 61812.6826 | 67801.6473 | 69182.6483 | 69125.6865 | 69784.5214 | 70440.2647 | 71092.138 | 71739.3189 | 72380.9392 | 73016.0828 | 73643.7836 | 74263.0234 | 74872.7296 | 75471.773 | 76058.9649 | 76633.0553 | 76106.4602 | 32886.2924
Annual Expenses | 245512.5609 | 72.1265 | 26182.6006 | 27725.8273 | 27876.4423 | 28167.8987 | 28255.514 | 28379.6652 | 28564.6623 | 28755.2092 | 28951.4726 | 29098.1664 | 29306.3822 | 29520.8444 | 29741.7406 | 29913.8061 | 30148.1548 | 30389.534 | 30638.1546 | 30838.7762 | 31102.5378 | 31374.2122 | 15697.0533
After Tax Book Income | 100168.0305 | 424.6702 | -1641.4915 | 3355.7647 | 3611.1704 | 8612.7338 | 12766.3988 | 13995.3846 | 14275.8834 | 14956.7502 | 15632.2365 | 16584.1411 | 17668.6152 | 18124.6222 | 18621.5096 | 19143.6796 | 19622.6341 | 20091.47 | 20549.3687 | 21273.1843 | 22047.9602 | 22291.8262 | 6322.0195
After Tax Cash Flow | 105585.9905 | -757.4254 | -5857.637 | 5927.5369 | 3168.2177 | 8737.6476 | 21039.1833 | 20829.6716 | 15483.3823 | 16173.365 | 11398.7354 | 8595.6584 | 23328.9742 | 22805.9571 | 23293.7285 | 23769.5569 | 24294.853 | 22074.5019 | 14902.5136 | 13594.5916 | 11460.4051 | 9727.991 | 10512.8144
53. Adjusted the Property Tax downward as per Scott Healy
1999-07-08
NPV at 15% 20 years After Tax | 40410.9802
NPV at 15% 20 years Before Tax | 76871.9814
YEAR | Total NPV | Delta | 2000 | 2001 | 2002 | 2003 | 2004 | 2005 | 2006 | 2007 | 2008 | 2009 | 2010 | 2011 | 2012 | 2013 | 2014 | 2015 | 2016 | 2017 | 2018 | 2019 | 2020
Annual Revenues | 551504.8001 | 0 | 41716.1296 | 53951.1709 | 54028.4634 | 61812.6826 | 67801.6473 | 69182.6483 | 69125.6865 | 69784.5214 | 70440.2647 | 71092.138 | 71739.3189 | 72380.9392 | 73016.0828 | 73643.7836 | 74263.0234 | 74872.7296 | 75471.773 | 76058.9649 | 76633.0553 | 76106.4602 | 32886.2924
Annual Expenses | 244778.8925 | -733.6684 | 26182.6006 | 27613.8032 | 27764.4181 | 28055.8745 | 28143.4898 | 28281.084 | 28466.081 | 28656.628 | 28852.8913 | 29013.028 | 29221.2438 | 29435.7061 | 29656.6022 | 29842.1106 | 30076.4594 | 30317.8385 | 30566.4591 | 30780.5237 | 31044.2852 | 31315.9596 | 15638.8008
After Tax Book Income | 100616.2077 | 448.1772 | -1641.4915 | 3424.197 | 3679.6028 | 8681.1662 | 12834.8312 | 14055.6051 | 14336.1039 | 15016.9707 | 15692.457 | 16636.1497 | 17720.6238 | 18176.6309 | 18673.5182 | 19187.4764 | 19666.4308 | 20135.2667 | 20593.1654 | 21308.7691 | 22083.545 | 22327.411 | 6357.6043
After Tax Cash Flow | 105988.3805 | 402.39 | -5857.637 | 5928.9372 | 3281.6422 | 8851.0721 | 21152.6078 | 20723.3667 | 15543.6028 | 16233.5855 | 11458.9559 | 8661.11 | 23380.9828 | 22857.9657 | 23345.7372 | 23826.7966 | 24338.6497 | 22118.2986 | 14946.3103 | 13643.6194 | 11495.9899 | 9763.5759 | 10548.3992
54. Control Budget revision #18
1999-07-21
NPV at 15% 20 years After Tax | 40429.0809
NPV at 15% 20 years Before Tax | 77044.0008
YEAR | Total NPV | Delta | 2000 | 2001 | 2002 | 2003 | 2004 | 2005 | 2006 | 2007 | 2008 | 2009 | 2010 | 2011 | 2012 | 2013 | 2014 | 2015 | 2016 | 2017 | 2018 | 2019 | 2020
Annual Revenues | 551504.8001 | 0 | 41716.1296 | 53951.1709 | 54028.4634 | 61812.6826 | 67801.6473 | 69182.6483 | 69125.6865 | 69784.5214 | 70440.2647 | 71092.138 | 71739.3189 | 72380.9392 | 73016.0828 | 73643.7836 | 74263.0234 | 74872.7296 | 75471.773 | 76058.9649 | 76633.0553 | 76106.4602 | 32886.2924
Annual Expenses | 244777.3398 | -1.5527 | 26182.3448 | 27613.6326 | 27764.2475 | 28055.7039 | 28143.3192 | 28280.9134 | 28465.9104 | 28656.4574 | 28852.7208 | 29012.8574 | 29221.0732 | 29435.5355 | 29656.4316 | 29841.9401 | 30076.2888 | 30317.668 | 30566.2885 | 30780.3531 | 31044.1146 | 31315.789 | 15638.6302
After Tax Book Income | 100908.7916 | 292.5839 | -1596.7743 | 3500.6913 | 3756.097 | 8757.6604 | 12911.3255 | 14089.1822 | 14339.0259 | 15019.8927 | 15695.379 | 16639.0717 | 17723.5459 | 18179.5529 | 18676.4402 | 19190.3984 | 19669.3528 | 20138.1887 | 20596.0874 | 21311.6911 | 22086.4671 | 22330.333 | 6360.5264
After Tax Cash Flow | 105825.3293 | -163.0512 | -5857.378 | 5929.1099 | 3281.8149 | 8851.2448 | 21152.7805 | 20454.1211 | 15540.0635 | 16230.04 | 11455.4166 | 8657.5645 | 23377.4435 | 22854.4202 | 23342.1979 | 23823.2511 | 24335.1104 | 22116.5811 | 14946.4145 | 13643.7236 | 11496.0941 | 9763.6801 | 10548.5034
55. Using the ISO ratings during the Merchant Period.
1966-07-26
NPV at 15% 20 years After Tax | 54527.2784
NPV at 15% 20 years Before Tax | 100015.4443
YEAR | Total NPV | Delta | 2000 | 2001 | 2002 | 2003 | 2004 | 2005 | 2006 | 2007 | 2008 | 2009 | 2010 | 2011 | 2012 | 2013 | 2014 | 2015 | 2016 | 2017 | 2018 | 2019 | 2020
Annual Revenues | 587133.4111 | 35628.6111 | 41364.1276 | 53599.1689 | 53676.4614 | 65143.1014 | 73806.6893 | 75317.2173 | 75252.7853 | 75972.2542 | 76688.2738 | 77399.9898 | 78106.4995 | 78806.85 | 79500.0358 | 80184.9967 | 80860.6155 | 81525.7151 | 82179.0563 | 82819.3349 | 83445.1794 | 82865.4324 | 35526.3024
Annual Expenses | 254359.3407 | 9582.0009 | 25830.3428 | 27261.6306 | 27412.2455 | 28969.2053 | 29946.6298 | 30087.7398 | 30276.3582 | 30470.6352 | 30670.7405 | 30834.8343 | 31047.126 | 31265.7865 | 31491.0067 | 31680.969 | 31919.9052 | 32166.0094 | 32419.4968 | 32638.5742 | 32907.499 | 33184.4915 | 16224.6428
After Tax Book Income | 116819.9267 | 15911.1351 | -1596.7743 | 3500.6913 | 3756.097 | 10234.0868 | 15478.044 | 16732.8774 | 16975.9455 | 17691.5733 | 18401.5338 | 19379.3654 | 20497.592 | 20986.911 | 21516.6133 | 22062.8293 | 22573.4217 | 23073.2094 | 23561.3041 | 24306.2748 | 25109.5118 | 25317.66 | 7615.255
After Tax Cash Flow | 121946.7879 | 16121.4586 | -5857.378 | 5929.1099 | 3281.8149 | 11298.3738 | 25407.0336 | 20439.579 | 18176.9831 | 18901.7207 | 14161.5714 | 11397.8582 | 26151.4896 | 25661.7784 | 26182.3709 | 26695.682 | 27239.1793 | 25051.6018 | 17911.6312 | 16638.3072 | 14519.1388 | 12751.0071 | 11803.2321
56. Control Budget Version # 20
1999-08-02
NPV at 15% 20 years After Tax | 45126.4118
NPV at 15% 20 years Before Tax | 88810.5858
YEAR | Total NPV | Delta | 2000 | 2001 | 2002 | 2003 | 2004 | 2005 | 2006 | 2007 | 2008 | 2009 | 2010 | 2011 | 2012 | 2013 | 2014 | 2015 | 2016 | 2017 | 2018 | 2019 | 2020
Annual Revenues | 587133.4111 | 0 | 41364.1276 | 53599.1689 | 53676.4614 | 65143.1014 | 73806.6893 | 75317.2173 | 75252.7853 | 75972.2542 | 76688.2738 | 77399.9898 | 78106.4995 | 78806.85 | 79500.0358 | 80184.9967 | 80860.6155 | 81525.7151 | 82179.0563 | 82819.3349 | 83445.1794 | 82865.4324 | 35526.3024
Annual Expenses | 254409.9723 | 50.6316 | 25847.0708 | 27265.0125 | 27415.6274 | 28972.5872 | 29950.0117 | 30092.0541 | 30280.6726 | 30474.9495 | 30675.0548 | 30840.0811 | 31052.3728 | 31271.0332 | 31496.2535 | 31687.1481 | 31926.0843 | 32172.1886 | 32425.676 | 32645.6858 | 32914.6105 | 33191.603 | 16231.7544
After Tax Book Income | 115126.2833 | -1693.6434 | -1723.7384 | 3298.4904 | 3553.8961 | 10031.8858 | 15275.8431 | 16529.1458 | 16771.5274 | 17487.1553 | 18197.1157 | 19174.3778 | 20292.6043 | 20781.9234 | 21311.6256 | 21857.2721 | 22367.8644 | 22867.6522 | 23355.7469 | 24100.1479 | 24903.3849 | 25111.5332 | 7409.1282
After Tax Cash Flow | 123877.7933 | 1931.0053 | -5874.3151 | 5917.9156 | 3278.3907 | 11294.9496 | 25403.6094 | 22386.3924 | 18435.2565 | 19160.4363 | 14419.8448 | 11656.9366 | 26409.1934 | 25919.9244 | 26440.0747 | 26954.1909 | 27496.3135 | 25178.2815 | 17907.8565 | 16634.8954 | 14514.7946 | 12746.6628 | 11798.8878
57. Control Budget Verssion # 21
1999-08-13
NPV at 15% 20 years After Tax | 45072.2852
NPV at 15% 20 years Before Tax | 88744.3198
YEAR | Total NPV | Delta | 2000 | 2001 | 2002 | 2003 | 2004 | 2005 | 2006 | 2007 | 2008 | 2009 | 2010 | 2011 | 2012 | 2013 | 2014 | 2015 | 2016 | 2017 | 2018 | 2019 | 2020
Annual Revenues | 587133.4111 | 0 | 41364.1276 | 53599.1689 | 53676.4614 | 65143.1014 | 73806.6893 | 75317.2173 | 75252.7853 | 75972.2542 | 76688.2738 | 77399.9898 | 78106.4995 | 78806.85 | 79500.0358 | 80184.9967 | 80860.6155 | 81525.7151 | 82179.0563 | 82819.3349 | 83445.1794 | 82865.4324 | 35526.3024
Annual Expenses | 254409.9723 | 0 | 25847.0708 | 27265.0125 | 27415.6274 | 28972.5872 | 29950.0117 | 30092.0541 | 30280.6726 | 30474.9495 | 30675.0548 | 30840.0811 | 31052.3728 | 31271.0332 | 31496.2535 | 31687.1481 | 31926.0843 | 32172.1886 | 32425.676 | 32645.6858 | 32914.6105 | 33191.603 | 16231.7544
After Tax Book Income | 115107.6962 | -18.5871 | -1726.2239 | 3294.2296 | 3549.6353 | 10027.625 | 15271.5823 | 16526.986 | 16770.8683 | 17486.4961 | 18196.4566 | 19173.7186 | 20291.9451 | 20781.2642 | 21310.9664 | 21856.6129 | 22367.2053 | 22866.993 | 23355.0877 | 24099.4888 | 24902.7258 | 25110.8741 | 7408.469
After Tax Cash Flow | 123890.9226 | 13.1294 | -5874.3151 | 5917.9156 | 3278.3907 | 11294.9496 | 25403.6094 | 22404.5754 | 18436.1088 | 19161.29 | 14420.6971 | 11657.7904 | 26410.0457 | 25920.7781 | 26440.927 | 26955.0446 | 27497.1658 | 25178.7077 | 17907.8565 | 16634.8954 | 14514.7946 | 12746.6628 | 11798.8878
58. Expensed the Plano Expenses and Wilton Expenses that we should not be capitalizing.
1999-08-17
NPV at 15% 20 years After Tax | 44643.3662
NPV at 15% 20 years Before Tax | 88191.5
YEAR | Total NPV | Delta | 2000 | 2001 | 2002 | 2003 | 2004 | 2005 | 2006 | 2007 | 2008 | 2009 | 2010 | 2011 | 2012 | 2013 | 2014 | 2015 | 2016 | 2017 | 2018 | 2019 | 2020
Annual Revenues | 587133.4111 | 0 | 41364.1276 | 53599.1689 | 53676.4614 | 65143.1014 | 73806.6893 | 75317.2173 | 75252.7853 | 75972.2542 | 76688.2738 | 77399.9898 | 78106.4995 | 78806.85 | 79500.0358 | 80184.9967 | 80860.6155 | 81525.7151 | 82179.0563 | 82819.3349 | 83445.1794 | 82865.4324 | 35526.3024
Annual Expenses | 254405.1553 | -4.817 | 25846.2771 | 27264.4834 | 27415.0983 | 28972.0581 | 29949.4825 | 30091.525 | 30280.1434 | 30474.4204 | 30674.5257 | 30839.5519 | 31051.8436 | 31270.5041 | 31495.7243 | 31686.619 | 31925.5552 | 32171.6594 | 32425.1468 | 32645.1566 | 32914.0814 | 33191.0739 | 16231.2252
After Tax Book Income | 114784.0618 | -323.6345 | -2084.9738 | 3294.5528 | 3549.9586 | 10027.9483 | 15271.9055 | 16527.3092 | 16771.1915 | 17486.8193 | 18196.7798 | 19174.0419 | 20292.2684 | 20781.5874 | 21311.2897 | 21856.9361 | 22367.5285 | 22867.3162 | 23355.411 | 24099.812 | 24903.049 | 25111.1973 | 7408.7923
After Tax Cash Flow | 123486.1372 | -404.7855 | -6468.9315 | 5918.4514 | 3278.9265 | 11295.4853 | 25404.1452 | 22639.9151 | 18436.4321 | 19161.6133 | 14421.0204 | 11658.1136 | 26410.3689 | 25921.1014 | 26441.2502 | 26955.3679 | 27497.4891 | 25179.0309 | 17908.1797 | 16635.2186 | 14515.1178 | 12746.9861 | 11799.2111
59. Added in a property tax accrual in the year 2000. Before we assumed that the convention would follow Mississippi
1999-08-18
NPV at 15% 20 years After Tax | 44426.2555
NPV at 15% 20 years Before Tax | 87901.3847
YEAR | Total NPV | Delta | 2000 | 2001 | 2002 | 2003 | 2004 | 2005 | 2006 | 2007 | 2008 | 2009 | 2010 | 2011 | 2012 | 2013 | 2014 | 2015 | 2016 | 2017 | 2018 | 2019 | 2020
Annual Revenues | 587133.4111 | 0 | 41364.1276 | 53599.1689 | 53676.4614 | 65143.1014 | 73806.6893 | 75317.2173 | 75252.7853 | 75972.2542 | 76688.2738 | 77399.9898 | 78106.4995 | 78806.85 | 79500.0358 | 80184.9967 | 80860.6155 | 81525.7151 | 82179.0563 | 82819.3349 | 83445.1794 | 82865.4324 | 35526.3024
Annual Expenses | 254716.384 | 311.2288 | 26188.6287 | 27264.4834 | 27415.0983 | 28972.0581 | 29949.4825 | 30091.525 | 30280.1434 | 30474.4204 | 30674.5257 | 30839.5519 | 31051.8436 | 31270.5041 | 31495.7243 | 31686.619 | 31925.5552 | 32171.6594 | 32425.1468 | 32645.1566 | 32914.0814 | 33191.0739 | 16231.2252
After Tax Book Income | 114593.9409 | -190.1208 | -2294.1067 | 3294.5528 | 3549.9586 | 10027.9483 | 15271.9055 | 16527.3092 | 16771.1915 | 17486.8193 | 18196.7798 | 19174.0419 | 20292.2684 | 20781.5874 | 21311.2897 | 21856.9361 | 22367.5285 | 22867.3162 | 23355.411 | 24099.812 | 24903.049 | 25111.1973 | 7408.7923
After Tax Cash Flow | 123276.9257 | -209.2115 | -6473.2109 | 5576.0997 | 3278.9265 | 11295.4853 | 25404.1452 | 22777.4132 | 18436.4321 | 19161.6133 | 14421.0204 | 11658.1136 | 26410.3689 | 25921.1014 | 26441.2502 | 26955.3679 | 27497.4891 | 25179.0309 | 17908.1797 | 16635.2186 | 14515.1178 | 12746.9861 | 11799.2111
60. Update costs from weekly control sheet
1999-08-19
NPV at 15% 20 years After Tax | 44430.4364
NPV at 15% 20 years Before Tax | 87903.522
YEAR | Total NPV | Delta | 2000 | 2001 | 2002 | 2003 | 2004 | 2005 | 2006 | 2007 | 2008 | 2009 | 2010 | 2011 | 2012 | 2013 | 2014 | 2015 | 2016 | 2017 | 2018 | 2019 | 2020
Annual Revenues | 587133.4111 | 0 | 41364.1276 | 53599.1689 | 53676.4614 | 65143.1014 | 73806.6893 | 75317.2173 | 75252.7853 | 75972.2542 | 76688.2738 | 77399.9898 | 78106.4995 | 78806.85 | 79500.0358 | 80184.9967 | 80860.6155 | 81525.7151 | 82179.0563 | 82819.3349 | 83445.1794 | 82865.4324 | 35526.3024
Annual Expenses | 254717.3914 | 1.0074 | 26188.7749 | 27264.6097 | 27415.2246 | 28972.1844 | 29949.6088 | 30091.6409 | 30280.2593 | 30474.5363 | 30674.6416 | 30839.6574 | 31051.9491 | 31270.6096 | 31495.8298 | 31686.7141 | 31925.6503 | 32171.7545 | 32425.2419 | 32645.2413 | 32914.1661 | 33191.1586 | 16231.3099
After Tax Book Income | 114599.471 | 5.53 | -2281.3341 | 3293.7589 | 3549.1647 | 10027.1544 | 15271.1116 | 16526.5217 | 16770.404 | 17486.0318 | 18195.9923 | 19173.2607 | 20291.4872 | 20780.8063 | 21310.5085 | 21856.1613 | 22366.7537 | 22866.5414 | 23354.6361 | 24099.0436 | 24902.2806 | 25110.4288 | 7408.0238
After Tax Cash Flow | 123298.4132 | 21.4876 | -6451.2611 | 5575.9718 | 3278.7986 | 11295.3574 | 25404.0173 | 22775.7596 | 18437.288 | 19162.4708 | 14421.8763 | 11658.967 | 26411.2312 | 25921.9652 | 26442.1125 | 26956.2277 | 27498.3577 | 25179.4362 | 17908.1216 | 16635.1565 | 14515.0661 | 12746.9343 | 11799.1593
61. Update costs from weekly control sheet
1999-08-24
NPV at 15% 20 years After Tax | 44489.3628
NPV at 15% 20 years Before Tax | 87974.3049
YEAR | Total NPV | Delta | 2000 | 2001 | 2002 | 2003 | 2004 | 2005 | 2006 | 2007 | 2008 | 2009 | 2010 | 2011 | 2012 | 2013 | 2014 | 2015 | 2016 | 2017 | 2018 | 2019 | 2020
Annual Revenues | 587133.4111 | 0 | 41364.1276 | 53599.1689 | 53676.4614 | 65143.1014 | 73806.6893 | 75317.2173 | 75252.7853 | 75972.2542 | 76688.2738 | 77399.9898 | 78106.4995 | 78806.85 | 79500.0358 | 80184.9967 | 80860.6155 | 81525.7151 | 82179.0563 | 82819.3349 | 83445.1794 | 82865.4324 | 35526.3024
Annual Expenses | 254716.7095 | -0.68191 | 26188.6625 | 27264.5348 | 27415.1497 | 28972.1095 | 29949.5339 | 30091.566 | 30280.1844 | 30474.4614 | 30674.5667 | 30839.5825 | 31051.8742 | 31270.5347 | 31495.7549 | 31686.6392 | 31925.5754 | 32171.6796 | 32425.167 | 32645.1664 | 32914.0912 | 33191.0837 | 16231.235
After Tax Book Income | 114610.4654 | 10.9944 | -2281.8116 | 3295.4128 | 3550.8186 | 10028.8083 | 15272.7656 | 16528.0024 | 16771.761 | 17487.3889 | 18197.3493 | 19174.6178 | 20292.8443 | 20782.1633 | 21311.8656 | 21857.5184 | 22368.1108 | 22867.8985 | 23355.9932 | 24100.4006 | 24903.6376 | 25111.7859 | 7409.3809
After Tax Cash Flow | 123283.8041 | -14.6092 | -6453.6073 | 5576.0476 | 3278.8744 | 11295.4333 | 25404.0931 | 22763.0209 | 18435.6382 | 19160.8181 | 14420.2265 | 11657.3144 | 26409.5814 | 25920.3125 | 26440.4627 | 26954.575 | 27496.7079 | 25178.6342 | 17908.1674 | 16635.2022 | 14515.1118 | 12746.9801 | 11799.2051
62. Change to IDC and Commitment Fee
1999-08-31
NPV at 15% 20 years After Tax | 44545.7625
NPV at 15% 20 years Before Tax | 88041.5049
YEAR | Total NPV | Delta | 2000 | 2001 | 2002 | 2003 | 2004 | 2005 | 2006 | 2007 | 2008 | 2009 | 2010 | 2011 | 2012 | 2013 | 2014 | 2015 | 2016 | 2017 | 2018 | 2019 | 2020
Annual Revenues | 587133.4111 | 0 | 41364.1276 | 53599.1689 | 53676.4614 | 65143.1014 | 73806.6893 | 75317.2173 | 75252.7853 | 75972.2542 | 76688.2738 | 77399.9898 | 78106.4995 | 78806.85 | 79500.0358 | 80184.9967 | 80860.6155 | 81525.7151 | 82179.0563 | 82819.3349 | 83445.1794 | 82865.4324 | 35526.3024
Annual Expenses | 254716.7095 | 0 | 26188.6625 | 27264.5348 | 27415.1497 | 28972.1095 | 29949.5339 | 30091.566 | 30280.1844 | 30474.4614 | 30674.5667 | 30839.5825 | 31051.8742 | 31270.5347 | 31495.7549 | 31686.6392 | 31925.5754 | 32171.6796 | 32425.167 | 32645.1664 | 32914.0912 | 33191.0837 | 16231.235
After Tax Book Income | 114620.5242 | 10.0588 | -2281.1021 | 3296.6292 | 3552.0349 | 10030.0246 | 15273.9819 | 16529.2187 | 16772.9774 | 17488.6052 | 18198.5657 | 19175.8341 | 20294.0606 | 20783.3797 | 21313.0819 | 21858.7347 | 22369.3271 | 22869.1148 | 23357.2095 | 24101.617 | 24904.854 | 25113.0022 | 7410.5972
After Tax Cash Flow | 123271.9095 | -11.8946 | -6453.6073 | 5576.0476 | 3278.8744 | 11295.4333 | 25404.0931 | 22751.3161 | 18434.0655 | 19159.2427 | 14418.6538 | 11655.739 | 26408.0087 | 25918.7372 | 26438.89 | 26952.9996 | 27495.1352 | 25177.8478 | 17908.1674 | 16635.2022 | 14515.1118 | 12746.9801 | 11799.2051
63
1999-09-09
NPV at 15% 20 years After Tax | 44604.796
NPV at 15% 20 years Before Tax | 88111.9609
YEAR | Total NPV | Delta | 2000 | 2001 | 2002 | 2003 | 2004 | 2005 | 2006 | 2007 | 2008 | 2009 | 2010 | 2011 | 2012 | 2013 | 2014 | 2015 | 2016 | 2017 | 2018 | 2019 | 2020
Annual Revenues | 587133.4111 | 0 | 41364.1276 | 53599.1689 | 53676.4614 | 65143.1014 | 73806.6893 | 75317.2173 | 75252.7853 | 75972.2542 | 76688.2738 | 77399.9898 | 78106.4995 | 78806.85 | 79500.0358 | 80184.9967 | 80860.6155 | 81525.7151 | 82179.0563 | 82819.3349 | 83445.1794 | 82865.4324 | 35526.3024
Annual Expenses | 254716.0978 | -0.61174 | 26188.5617 | 27264.4676 | 27415.0825 | 28972.0423 | 29949.4667 | 30091.4988 | 30280.1172 | 30474.3942 | 30674.4995 | 30839.5153 | 31051.807 | 31270.4675 | 31495.6877 | 31686.572 | 31925.5082 | 32171.6124 | 32425.0998 | 32645.0992 | 32914.024 | 33191.0165 | 16231.1678
After Tax Book Income | 114631.3586 | 10.8344 | -2280.3026 | 3297.9351 | 3553.3409 | 10031.3306 | 15275.2878 | 16530.5247 | 16774.2833 | 17489.9112 | 18199.8716 | 19177.14 | 20295.3666 | 20784.6856 | 21314.3879 | 21860.0407 | 22370.6331 | 22870.4208 | 23358.5155 | 24102.9229 | 24906.1599 | 25114.3082 | 7411.9032
After Tax Cash Flow | 123259.9441 | -11.9654 | -6453.5052 | 5576.1157 | 3278.9424 | 11295.5013 | 25404.1612 | 22739.0363 | 18432.471 | 19157.6454 | 14417.0593 | 11654.1417 | 26406.4142 | 25917.1399 | 26437.2955 | 26951.4023 | 27493.5407 | 25177.0711 | 17908.2084 | 16635.2433 | 14515.1529 | 12747.0212 | 11799.2461
64 The changes that were made were to IDC & to Commitment Fee.
1999-09-16
NPV at 15% 20 years After Tax | 44742.2704
NPV at 15% 20 years Before Tax | 88276.0736
YEAR | Total NPV | Delta | 2000 | 2001 | 2002 | 2003 | 2004 | 2005 | 2006 | 2007 | 2008 | 2009 | 2010 | 2011 | 2012 | 2013 | 2014 | 2015 | 2016 | 2017 | 2018 | 2019 | 2020
Annual Revenues | 587133.4111 | 0 | 41364.1276 | 53599.1689 | 53676.4614 | 65143.1014 | 73806.6893 | 75317.2173 | 75252.7853 | 75972.2542 | 76688.2738 | 77399.9898 | 78106.4995 | 78806.85 | 79500.0358 | 80184.9967 | 80860.6155 | 81525.7151 | 82179.0563 | 82819.3349 | 83445.1794 | 82865.4324 | 35526.3024
Annual Expenses | 254713.9856 | -2.1122 | 26188.2137 | 27264.2356 | 27414.8505 | 28971.8103 | 29949.2347 | 30091.2668 | 30279.8852 | 30474.1622 | 30674.2675 | 30839.2833 | 31051.575 | 31270.2354 | 31495.4557 | 31686.34 | 31925.2761 | 32171.3804 | 32424.8678 | 32644.8672 | 32913.7919 | 33190.7845 | 16230.9358
After Tax Book Income | 114656.4571 | 25.0985 | -2278.4732 | 3300.8485 | 3556.2543 | 10034.244 | 15278.2012 | 16533.55 | 16777.3886 | 17493.0164 | 18202.9769 | 19180.2453 | 20298.4718 | 20787.7909 | 21317.4931 | 21863.1459 | 22373.7383 | 22873.526 | 23361.6207 | 24106.0282 | 24909.2652 | 25117.4134 | 7415.0084
After Tax Cash Flow | 123232.7158 | -27.2283 | -6453.1529 | 5576.3506 | 3279.1774 | 11295.7362 | 25404.3961 | 22710.7779 | 18428.7808 | 19153.9488 | 14413.3691 | 11650.4451 | 26402.724 | 25913.4432 | 26433.6053 | 26947.7057 | 27489.8505 | 25175.2969 | 17908.3502 | 16635.385 | 14515.2946 | 12747.1629 | 11799.3879
65. Changes made to Wilton Center Expenses
1999-09-24
NPV at 15% 20 years After Tax | 44745.1001
NPV at 15% 20 years Before Tax | 88279.3389
YEAR | Total NPV | Delta | 2000 | 2001 | 2002 | 2003 | 2004 | 2005 | 2006 | 2007 | 2008 | 2009 | 2010 | 2011 | 2012 | 2013 | 2014 | 2015 | 2016 | 2017 | 2018 | 2019 | 2020
Annual Revenues | 587133.4111 | 0 | 41364.1276 | 53599.1689 | 53676.4614 | 65143.1014 | 73806.6893 | 75317.2173 | 75252.7853 | 75972.2542 | 76688.2738 | 77399.9898 | 78106.4995 | 78806.85 | 79500.0358 | 80184.9967 | 80860.6155 | 81525.7151 | 82179.0563 | 82819.3349 | 83445.1794 | 82865.4324 | 35526.3024
Annual Expenses | 254713.9712 | -0.014429 | 26188.2113 | 27264.234 | 27414.8489 | 28971.8087 | 29949.2331 | 30091.2652 | 30279.8836 | 30474.1606 | 30674.2659 | 30839.2817 | 31051.5734 | 31270.2339 | 31495.4541 | 31686.3384 | 31925.2745 | 32171.3788 | 32424.8662 | 32644.8656 | 32913.7904 | 33190.7829 | 16230.9342
After Tax Book Income | 114657.1469 | 0.68985 | -2277.9414 | 3300.8681 | 3556.2739 | 10034.2636 | 15278.2208 | 16533.5765 | 16777.42 | 17493.0478 | 18203.0083 | 19180.2767 | 20298.5032 | 20787.8223 | 21317.5245 | 21863.1774 | 22373.7697 | 22873.5575 | 23361.6522 | 24106.0596 | 24909.2966 | 25117.4449 | 7415.0399
After Tax Cash Flow | 123233.0393 | 0.32353 | -6452.2895 | 5576.3522 | 3279.179 | 11295.7378 | 25404.3977 | 22710.1796 | 18428.7424 | 19153.9103 | 14413.3307 | 11650.4066 | 26402.6856 | 25913.4048 | 26433.5669 | 26947.6672 | 27489.8121 | 25175.2781 | 17908.3512 | 16635.386 | 14515.2956 | 12747.1639 | 11799.3888
65. Changes made to Development Costs and No Financing Charges in Model ($1,500)
1999-09-30
NPV at 15% 20 years After Tax | 46413.0517
NPV at 15% 20 years Before Tax | 90212.8664
YEAR | Total NPV | Delta | 2000 | 2001 | 2002 | 2003 | 2004 | 2005 | 2006 | 2007 | 2008 | 2009 | 2010 | 2011 | 2012 | 2013 | 2014 | 2015 | 2016 | 2017 | 2018 | 2019 | 2020
Annual Revenues | 587133.4111 | 0 | 41364.1276 | 53599.1689 | 53676.4614 | 65143.1014 | 73806.6893 | 75317.2173 | 75252.7853 | 75972.2542 | 76688.2738 | 77399.9898 | 78106.4995 | 78806.85 | 79500.0358 | 80184.9967 | 80860.6155 | 81525.7151 | 82179.0563 | 82819.3349 | 83445.1794 | 82865.4324 | 35526.3024
Annual Expenses | 254696.5181 | -17.4531 | 26185.3354 | 27262.3167 | 27412.9317 | 28969.8914 | 29947.3159 | 30089.348 | 30277.9664 | 30472.2434 | 30672.3486 | 30837.3645 | 31049.6562 | 31268.3166 | 31493.5369 | 31684.4211 | 31923.3573 | 32169.4616 | 32422.949 | 32642.9484 | 32911.8731 | 33188.8656 | 16229.017
After Tax Book Income | 115095.239 | 438.0921 | -2246.5513 | 3352.8393 | 3608.245 | 10086.2348 | 15330.192 | 16586.9214 | 16831.7461 | 17547.3739 | 18257.3344 | 19234.6028 | 20352.8293 | 20842.1484 | 21371.8506 | 21917.5035 | 22428.0958 | 22927.8836 | 23415.9783 | 24160.3857 | 24963.6227 | 25171.771 | 7442.9703
After Tax Cash Flow | 122952.4948 | -280.5445 | -6449.3777 | 5578.2934 | 3281.1202 | 11297.679 | 25406.3389 | 22472.679 | 18389.9418 | 19115.0924 | 14374.5301 | 11611.5886 | 26363.885 | 25874.5868 | 26394.7663 | 26908.8493 | 27451.0115 | 25141.5883 | 17879.7721 | 16606.8069 | 14486.7165 | 12718.5848 | 11788.1641
65. Changes made to Development Costs and No Financing Charges in Model ($1,500)
1999-10-19
NPV at 15% 20 years After Tax | 46615.7538
NPV at 15% 20 years Before Tax | 90454.4792
YEAR | Total NPV | Delta | 2000 | 2001 | 2002 | 2003 | 2004 | 2005 | 2006 | 2007 | 2008 | 2009 | 2010 | 2011 | 2012 | 2013 | 2014 | 2015 | 2016 | 2017 | 2018 | 2019 | 2020
Annual Revenues | 587133.4111 | 0 | 41364.1276 | 53599.1689 | 53676.4614 | 65143.1014 | 73806.6893 | 75317.2173 | 75252.7853 | 75972.2542 | 76688.2738 | 77399.9898 | 78106.4995 | 78806.85 | 79500.0358 | 80184.9967 | 80860.6155 | 81525.7151 | 82179.0563 | 82819.3349 | 83445.1794 | 82865.4324 | 35526.3024
Annual Expenses | 254694.3372 | -2.1809 | 26184.9761 | 27262.0772 | 27412.6921 | 28969.6519 | 29947.0763 | 30089.1084 | 30277.7268 | 30472.0038 | 30672.1091 | 30837.1249 | 31049.4166 | 31268.077 | 31493.2973 | 31684.1816 | 31923.1177 | 32169.222 | 32422.7094 | 32642.7088 | 32911.6335 | 33188.6261 | 16228.7774
After Tax Book Income | 115130.839 | 35.6 | -2244.1305 | 3356.7593 | 3612.165 | 10090.1548 | 15334.112 | 16591.2276 | 16836.3281 | 17551.9559 | 18261.9164 | 19239.1848 | 20357.4113 | 20846.7304 | 21376.4326 | 21922.0854 | 22432.6778 | 22932.4655 | 23420.5602 | 24164.9677 | 24968.2047 | 25176.3529 | 7447.5522
After Tax Cash Flow | 122911.7883 | -40.7065 | -6449.0138 | 5578.536 | 3281.3627 | 11297.9216 | 25406.5815 | 22431.7878 | 18384.3528 | 19109.4937 | 14368.9411 | 11605.9899 | 26358.296 | 25868.9881 | 26389.1773 | 26903.2506 | 27445.4225 | 25138.867 | 17879.9184 | 16606.9533 | 14486.8629 | 12718.7311 | 11788.3104
66 No changes made to Nepco scope
1999-11-01
NPV at 15% 20 years After Tax | 48033.9488
NPV at 15% 20 years Before Tax | 92132.0181
YEAR | Total NPV | Delta | 2000 | 2001 | 2002 | 2003 | 2004 | 2005 | 2006 | 2007 | 2008 | 2009 | 2010 | 2011 | 2012 | 2013 | 2014 | 2015 | 2016 | 2017 | 2018 | 2019 | 2020
Annual Revenues | 587133.4111 | 0 | 41364.1276 | 53599.1689 | 53676.4614 | 65143.1014 | 73806.6893 | 75317.2173 | 75252.7853 | 75972.2542 | 76688.2738 | 77399.9898 | 78106.4995 | 78806.85 | 79500.0358 | 80184.9967 | 80860.6155 | 81525.7151 | 82179.0563 | 82819.3349 | 83445.1794 | 82865.4324 | 35526.3024
Annual Expenses | 254736.8456 | 42.5084 | 26190.1972 | 27268.1541 | 27418.7691 | 28975.7289 | 29953.1533 | 30094.2507 | 30282.8692 | 30477.1461 | 30677.2514 | 30841.3326 | 31053.6243 | 31272.2848 | 31497.505 | 31687.4546 | 31926.3908 | 32172.4951 | 32425.9825 | 32645.0472 | 32913.972 | 33190.9645 | 16231.1159
After Tax Book Income | 115347.1768 | 216.3378 | -2232.1118 | 3379.1183 | 3634.524 | 10112.5138 | 15356.471 | 16617.5265 | 16865.0334 | 17580.6613 | 18290.6217 | 19268.4611 | 20386.6876 | 20876.0067 | 21405.7089 | 21951.9327 | 22462.5251 | 22962.3128 | 23450.4075 | 24195.3859 | 24998.6229 | 25206.7711 | 7477.9704
After Tax Cash Flow | 122588.6356 | -323.1528 | -6446.5116 | 5572.383 | 3275.2098 | 11291.7687 | 25400.4285 | 22152.0924 | 18340.0331 | 19065.1042 | 14324.6214 | 11561.2367 | 26314.5473 | 25825.1696 | 26345.4286 | 26859.0683 | 27402.2447 | 25116.2784 | 17877.919 | 16604.5901 | 14485.4344 | 12717.3027 | 11786.8819
66 No changes made to IDC and NEPCO
1999-11-03
NPV at 15% 20 years After Tax | 48096.3593
NPV at 15% 20 years Before Tax | 92206.5657
YEAR | Total NPV | Delta | 2000 | 2001 | 2002 | 2003 | 2004 | 2005 | 2006 | 2007 | 2008 | 2009 | 2010 | 2011 | 2012 | 2013 | 2014 | 2015 | 2016 | 2017 | 2018 | 2019 | 2020
Annual Revenues | 587133.4111 | 0 | 41364.1276 | 53599.1689 | 53676.4614 | 65143.1014 | 73806.6893 | 75317.2173 | 75252.7853 | 75972.2542 | 76688.2738 | 77399.9898 | 78106.4995 | 78806.85 | 79500.0358 | 80184.9967 | 80860.6155 | 81525.7151 | 82179.0563 | 82819.3349 | 83445.1794 | 82865.4324 | 35526.3024
Annual Expenses | 254736.1592 | -0.68631 | 26190.0842 | 27268.0788 | 27418.6937 | 28975.6535 | 29953.0779 | 30094.1753 | 30282.7938 | 30477.0707 | 30677.176 | 30841.2572 | 31053.5489 | 31272.2094 | 31497.4296 | 31687.3793 | 31926.3154 | 32172.4197 | 32425.9071 | 32644.9718 | 32913.8966 | 33190.8891 | 16231.0405
After Tax Book Income | 115358.6315 | 11.4547 | -2231.5212 | 3380.5289 | 3635.9347 | 10113.9244 | 15357.8816 | 16618.9371 | 16866.4441 | 17582.0719 | 18292.0324 | 19269.8717 | 20388.0983 | 20877.4173 | 21407.1196 | 21953.3433 | 22463.9357 | 22963.7234 | 23451.8181 | 24196.7965 | 25000.0335 | 25208.1818 | 7479.3811
After Tax Cash Flow | 122575.433 | -13.2026 | -6446.8521 | 5572.4594 | 3275.2861 | 11291.845 | 25400.5049 | 22139.0208 | 18338.3147 | 19063.3828 | 14322.903 | 11559.5154 | 26312.8289 | 25823.4482 | 26343.7102 | 26857.3469 | 27400.5263 | 25115.4422 | 17877.9651 | 16604.6362 | 14485.4804 | 12717.3487 | 11786.928
67. No changes made to IDC and NEPCO
1999-11-17
NPV at 15% 20 years After Tax | 48004.5522
NPV at 15% 20 years Before Tax | 92105.0014
YEAR | Total NPV | Delta | 2000 | 2001 | 2002 | 2003 | 2004 | 2005 | 2006 | 2007 | 2008 | 2009 | 2010 | 2011 | 2012 | 2013 | 2014 | 2015 | 2016 | 2017 | 2018 | 2019 | 2020
Annual Revenues | 587133.4111 | 0 | 41364.1276 | 53599.1689 | 53676.4614 | 65143.1014 | 73806.6893 | 75317.2173 | 75252.7853 | 75972.2542 | 76688.2738 | 77399.9898 | 78106.4995 | 78806.85 | 79500.0358 | 80184.9967 | 80860.6155 | 81525.7151 | 82179.0563 | 82819.3349 | 83445.1794 | 82865.4324 | 35526.3024
Annual Expenses | 254736.169 | 0.0097132 | 26190.0858 | 27268.0798 | 27418.6948 | 28975.6545 | 29953.079 | 30094.1764 | 30282.7948 | 30477.0718 | 30677.1771 | 30841.2583 | 31053.55 | 31272.2104 | 31497.4307 | 31687.3803 | 31926.3165 | 32172.4207 | 32425.9081 | 32644.9729 | 32913.8977 | 33190.8902 | 16231.0415
After Tax Book Income | 115330.4246 | -28.207 | -2263.0965 | 3380.4078 | 3635.8136 | 10113.8033 | 15357.7605 | 16618.9971 | 16866.6334 | 17582.2613 | 18292.2217 | 19270.0611 | 20388.2876 | 20877.6067 | 21407.3089 | 21953.5327 | 22464.1251 | 22963.9128 | 23452.0075 | 24196.9859 | 25000.2229 | 25208.3711 | 7479.5704
After Tax Cash Flow | 122538.3664 | -37.0666 | -6499.0707 | 5572.4583 | 3275.2851 | 11291.8439 | 25400.5038 | 22158.9275 | 18338.0684 | 19063.136 | 14322.6567 | 11559.2686 | 26312.5825 | 25823.2014 | 26343.4638 | 26857.1002 | 27400.28 | 25115.3187 | 17877.9644 | 16604.6355 | 14485.4798 | 12717.3481 | 11786.9273
67. No changes made to IDC and NEPCO
1999-11-30
NPV at 15% 20 years After Tax | 40291.3216
NPV at 15% 20 years Before Tax | 82894.5126
YEAR | Total NPV | Delta | 2000 | 2001 | 2002 | 2003 | 2004 | 2005 | 2006 | 2007 | 2008 | 2009 | 2010 | 2011 | 2012 | 2013 | 2014 | 2015 | 2016 | 2017 | 2018 | 2019 | 2020
Annual Revenues | 587133.4111 | 0 | 41364.1276 | 53599.1689 | 53676.4614 | 65143.1014 | 73806.6893 | 75317.2173 | 75252.7853 | 75972.2542 | 76688.2738 | 77399.9898 | 78106.4995 | 78806.85 | 79500.0358 | 80184.9967 | 80860.6155 | 81525.7151 | 82179.0563 | 82819.3349 | 83445.1794 | 82865.4324 | 35526.3024
Annual Expenses | 254816.658 | 80.489 | 26203.4304 | 27276.8569 | 27427.4719 | 28984.4316 | 29961.8561 | 30102.9965 | 30291.6149 | 30485.8919 | 30685.9972 | 30850.1213 | 31062.413 | 31281.0735 | 31506.2937 | 31696.2863 | 31935.2225 | 32181.3267 | 32434.8141 | 32653.9218 | 32922.8466 | 33199.8391 | 16239.9905
After Tax Book Income | 113890.6535 | -1439.771 | -2372.4831 | 3201.501 | 3456.9067 | 9934.8964 | 15178.8537 | 16445.692 | 16697.3483 | 17412.9761 | 18122.9366 | 19100.7497 | 20218.9763 | 20708.2953 | 21237.9975 | 21784.1951 | 22294.7874 | 22794.5752 | 23282.6699 | 24027.622 | 24830.859 | 25039.0073 | 7310.2066
After Tax Cash Flow | 124105.5769 | 1567.2104 | -6512.9402 | 5563.5715 | 3266.3982 | 11282.9571 | 25391.617 | 23781.9639 | 18544.6028 | 19270.0296 | 14529.1911 | 11766.1789 | 26519.0907 | 26030.0688 | 26549.972 | 27063.9842 | 27606.7619 | 25215.8395 | 17872.524 | 16599.2118 | 14480.0131 | 12711.8814 | 11781.4607
67. Changes made to development and nepco
1999-12-15
NPV at 15% 20 years After Tax | 39929.8919
NPV at 15% 20 years Before Tax | 82442.4798
YEAR | Total NPV | Delta | 2000 | 2001 | 2002 | 2003 | 2004 | 2005 | 2006 | 2007 | 2008 | 2009 | 2010 | 2011 | 2012 | 2013 | 2014 | 2015 | 2016 | 2017 | 2018 | 2019 | 2020
Annual Revenues | 587133.4111 | 0 | 41364.1276 | 53599.1689 | 53676.4614 | 65143.1014 | 73806.6893 | 75317.2173 | 75252.7853 | 75972.2542 | 76688.2738 | 77399.9898 | 78106.4995 | 78806.85 | 79500.0358 | 80184.9967 | 80860.6155 | 81525.7151 | 82179.0563 | 82819.3349 | 83445.1794 | 82865.4324 | 35526.3024
Annual Expenses | 254820.7383 | 4.0803 | 26204.1028 | 27277.3052 | 27427.9201 | 28984.8799 | 29962.3043 | 30103.4447 | 30292.0631 | 30486.3401 | 30686.4454 | 30850.5695 | 31062.8612 | 31281.5217 | 31506.7419 | 31696.7345 | 31935.6707 | 32181.775 | 32435.2623 | 32654.3701 | 32923.2948 | 33200.2873 | 16240.4387
After Tax Book Income | 113720.4125 | -170.241 | -2398.3636 | 3157.5646 | 3412.9704 | 9890.9601 | 15134.9173 | 16426.1525 | 16695.2352 | 17410.863 | 18120.8235 | 19098.6366 | 20216.8631 | 20706.1822 | 21235.8844 | 21782.0819 | 22292.6743 | 22792.462 | 23280.5567 | 24025.5089 | 24828.7459 | 25036.8941 | 7308.0934
After Tax Cash Flow | 124198.474 | 92.8972 | -6513.6209 | 5563.1176 | 3265.9444 | 11282.5033 | 25391.1631 | 23937.8673 | 18546.7072 | 19272.1381 | 14531.2955 | 11768.2874 | 26521.1952 | 26032.1773 | 26552.0765 | 27066.0928 | 27608.8664 | 25216.7548 | 17872.2502 | 16598.938 | 14479.7393 | 12711.6076 | 11781.1869
67. Changes made to nepco
2000-01-04
NPV at 15% 20 years After Tax | 36647.8955
NPV at 15% 20 years Before Tax | 78518.8582
YEAR | Total NPV | Delta | 2000 | 2001 | 2002 | 2003 | 2004 | 2005 | 2006 | 2007 | 2008 | 2009 | 2010 | 2011 | 2012 | 2013 | 2014 | 2015 | 2016 | 2017 | 2018 | 2019 | 2020
Annual Revenues | 587133.4111 | 0 | 41364.1276 | 53599.1689 | 53676.4614 | 65143.1014 | 73806.6893 | 75317.2173 | 75252.7853 | 75972.2542 | 76688.2738 | 77399.9898 | 78106.4995 | 78806.85 | 79500.0358 | 80184.9967 | 80860.6155 | 81525.7151 | 82179.0563 | 82819.3349 | 83445.1794 | 82865.4324 | 35526.3024
Annual Expenses | 254857.0507 | 36.3124 | 26210.0862 | 27281.2941 | 27431.909 | 28988.8688 | 29966.2933 | 30107.4337 | 30296.0521 | 30490.3291 | 30690.4343 | 30854.5585 | 31066.8502 | 31285.5106 | 31510.7309 | 31700.7235 | 31939.6597 | 32185.7639 | 32439.2513 | 32658.359 | 32927.2838 | 33204.2763 | 16244.4277
After Tax Book Income | 113129.2577 | -591.1548 | -2413.2121 | 3082.9282 | 3338.3339 | 9816.3237 | 15060.2809 | 16351.5161 | 16620.5988 | 17336.2266 | 18046.1871 | 19024.0002 | 20142.2267 | 20631.5458 | 21161.248 | 21707.4455 | 22218.0379 | 22717.8256 | 23205.9203 | 23950.8725 | 24754.1095 | 24962.2577 | 7233.457
After Tax Cash Flow | 124915.6393 | 717.1653 | -6468.4252 | 5559.0788 | 3261.9056 | 11278.4645 | 25387.1243 | 24618.6983 | 18637.6261 | 19363.2152 | 14622.2144 | 11859.3645 | 26612.114 | 26123.2544 | 26642.9953 | 27157.1699 | 27699.7852 | 25260.9959 | 17869.8134 | 16596.5013 | 14477.3026 | 12709.1709 | 11778.7501

## Value
WILTON CENTER, Will County, IL
COPIED TO THE CONSOLIDATED FILE
Plant Summary
Capacity | 608
Heat Rate | 11973
No. of Turbines | 8
Operating Hours | 1200
Start Up MMBTU's | 0
Book Income 1999 Costs
1999
Fixed Operating Cost | 997
Variable Operating Cost | 629.48
Start Fuel | 0
Major Main. | 1799.04
Insurance | 291
SG&A Cost | 491
Utility: Start Up Power | 64.4
Property Taxes & Other | 0 | 458.1321 | 422.0444 | 422.0444 | 422.0444 | 422.0444 | 380.0601 | 380.0601 | 380.0601 | 380.0601 | 338.0758 | 338.0758 | 338.0758 | 338.0758 | 296.0915 | 296.0915 | 296.0915 | 296.0915 | 254.1073 | 254.1073 | 254.1073
Debt Service
Admin Fees | 210.3806
O&M Fees | 250
Variable Revenue
Variable Energy Payment | 0.86277
Start Payment/Turbine | 1874
Consolidated Check
| 2000 | 2001 | 2002 | 2003 | 2004 | 2005 | 2006 | 2007 | 2008 | 2009 | 2010 | 2011 | 2012 | 2013 | 2014 | 2015 | 2016 | 2017 | 2018 | 2019 | 2020 | 2021 | 2022
EGC EBITDA | 15633.2888 | 26504.4689 | 26430.23 | 36506.6876 | 44254.5726 | 45641.1083 | 45384.8948 | 45916.6516 | 46439.0149 | 46993.4823 | 47509.3952 | 48003.5957 | 48483.7506 | 48991.2675 | 49435.8817 | 49862.9714 | 50274.7825 | 50723.3727 | 51090.4413 | 50238.2249 | 50445.0855 | 0
Wilton | 15154.0414 | 26317.8748 | 26244.5523 | 36154.2326 | 43840.396 | 45209.7837 | 44956.7333 | 45481.9251 | 45997.8395 | 46545.4313 | 47039.6493 | 47521.3393 | 47989.3049 | 48484.2732 | 48920.9558 | 49339.9512 | 49739.805 | 50160.9759 | 50517.8956 | 49661.1561 | 19281.8747 | 0
| 479.2474 | 186.5942 | 185.6776 | 352.455 | 414.1766 | 431.3247 | 428.1615 | 434.7264 | 441.1754 | 448.051 | 469.7459 | 482.2564 | 494.4458 | 506.9943 | 514.9258 | 523.0203 | 534.9775 | 562.3968 | 572.5457 | 577.0688 | 31163.2108 | 0 | 0
Plus : L/C | 94.8971 | 162.6808 | 162.6808 | 162.6808 | 154.1092 | 154.1092 | 154.1092 | 154.1092 | 154.1092 | 154.1092 | 138.5545 | 132.0495 | 125.6943 | 119.3484 | 116.8694 | 114.0054 | 107.0295 | 84.8521 | 79.151 | 63.8818 | 63.8818 | 0 | 0
Less: Interest | -193.0036 | -327.2157 | -326.2991 | -450.6998 | -546.3527 | -563.4705 | -560.3073 | -566.8722 | -573.3212 | -580.1664 | -586.5357 | -592.637 | -598.5648 | -604.8305 | -610.3195 | -615.5922 | -620.6763 | -626.2145 | -630.7462 | -620.225 | -622.7788 | 0 | 0
Difference | 381.141 | 22.0593 | 22.0593 | 64.436 | 21.9331 | 21.9634 | 21.9634 | 21.9634 | 21.9634 | 21.9938 | 21.7647 | 21.6689 | 21.5753 | 21.5122 | 21.4756 | 21.4335 | 21.3307 | 21.0345 | 20.9505 | 20.7256 | 30604.3138 | 0 | 0

## Project Assumptions
WILTON CENTER, Will County, IL
ASSUMPTIONS AND SUMMARY
File Location: 'file:///tmp/in/input.xls'#$Project Assumptions
SOURCES AND USES: |  |  |  | PROJECT DESCRIPTION: |  |  |  |  | VARIABLE OPERATING COSTS: | [5 empty] | PROPERTY TAX ASSUMPTIONS:
[11 empty] | Base Year | 1999 |  |  | Basis for Property Tax | 114433.7284
Sources of Funds |  |  |  | Type of Turbines |  |  | 0 | GE 7EA |  | OEC #'s per 1200 hrs | MW'hrs | $/MWh |  | 2000-2003 Ave | Assessed Value Multiplier | 4.999%
Equity Capital | 28.47% | 72751.789 |  | No. Turbines |  |  | 0 | 8 | Water Treatment | 60 | 729600 | 0.082237 |  | 68.6614 | All-in Mileage Rate | 6.115%
Permanent Loan | 71.53% | 182797 |  | ISO Capacity Rating (MW) |  |  | 0 | 665.9 | FERC Fee | 36.48 | 729600 | 0.05 |  | 41.7461 | Years of Tax Abatement | N/A
|  |  |  | Net Project MW - Site |  |  |  | 608 | Variable Maintenance | 533 | 729600 | 0.73054 |  | 609.9424 | Avg. Property Tax | 269.899
Total Sources |  | 255548.789 |  | Degraded Capacity | 2% | On Merchant Hours Only |  | 595.84 | TOTAL VEP | 629.48 |  | 0.86277 |  | 720.3499
|  |  |  | Heat Rate (HHV) |  |  |  | 11973 | [6 empty] | BOOK INCOME ASSUMPTIONS:
Uses of Funds |  |  |  | Power Capacity Factor |  |  |  | 13.7% | COST PER START: | [5 empty] | P/E in Year 2000: | 23.5983
Hard Costs: |  |  |  | Annual Peak Operating Hours |  | 1200 | TVA hours | 0 |  | No of Starts (By 10's) | Cost/Start/Turbine | Cost/Start | $/Yr. (000's) | Escalation | Book Depreciation Period | 30
Turbines |  | 142064.94 |  | Project Life (Years) |  |  |  | 20 | Major Maintenance | 120 | 1874 | 14992 | 1799.04 | 3% | Book Residual | 10%
ABB (Transformer and Curcuit Breakers |  | 5916.048 |  | Start of Commercial Operation |  | 2000-06-01 | Fraction of Yr1 | 58.33% | Start Up Fuel | 120 | 0 | 0 | 0 |  | Avg Annual Int Rate Earned on EBITDA and Maint Res. | 1.349%
Sound Control |  | 9479.08 |  | End of Commercial Operation |  | 2020-05-30 |  |  |  |  | 1874 | 14992 | 1799.04
EE&CC , Overhead and Fees |  | 940.2 |  | Installed Cost ($/kW) | W/Debt Res. | 420.3105 | W/O Debt Res. | 420.3105 | [6 empty] | CHECKS:
NEPCO, Overheads and Fees |  | 2824.8 | [6 empty] | FIXED OPERATING COSTS:
Base Fee |  | 3066.7 |  | VARIABLE PAYMENTS: |  |  |  |  | Payroll and Burden |  |  | 727 |  | 806.681 | Does Balance Sheet Balance | YES
NEPCO Scope (Reimbursable) |  | 46656.594 |  | Variable Energy Payment | 0.86277 | $/ MW h |  | 3% | Other O&M expenses |  |  | 270 |  | 299.5927 | Total Depreciable Base | 252666.545
Switchyard |  | 3355.857 |  | Start Up Payment / Turbine | 1874 | $/Start/ Turbine |  |  | Admin Fee's ( $1M Prorated by Project MW's ) |  |  | 210.3806 |  | 233.4389 | Total Project Cost | 255548.789
Union Adders/Other |  | 12328.422 |  | Energy Margin | 1 | $/MWh | Capacity Factor | 2% | Marketing Fee (Merchant Only) | 0.07 | $/kw-mo | 548.1689 |  | 221.0948 | Undepreciated Cost | 2882.244
Spare Parts |  | 1253.881 | [6 empty] | O&M Fees |  |  | 250 |  | 277.4006 | Land | 2305.818
Land Acquisition |  | 2305.818 |  | PPA ASSUMPTIONS: |  |  |  |  | TOTAL FIXED O&M |  |  | 2005.5495 |  | 1838.2079
Power and Water Interconnect |  | 1216.382 |  | Term of ECT PPA (years) | 3 | Yrs. | End Month | 5
Gas Interconnection Costs |  | 6500 |  | Total PPA Capacity (MW) |  |  |  | 608 | FIXED G&A:
Sales and Use Tax on Equipment | 6% | 500 |  | Number of Hours Called under PPA |  |  |  | 1200 |  |  | Base Year | 1999
Mobilization Fuel |  | 1500 |  | Capacity Rate |  |  |  | 4 | Insurance Costs: |  |  |  |  | 2000-2003 Ave
|  | 239908.722 |  | Capacity Rate Escalation |  |  |  | 0% | Liability Insurance |  |  | 70
Soft Costs: |  |  |  | Capacity Rate Escalation for Kaiser estimates |  |  |  | 3% | Bus Int Ins. |  |  | 0
EE&CC Project Management |  | 0 | [6 empty] | Ops and Mach Ins |  |  | 221
Mobilization of O&M |  | 908.786 |  | DEBT FINANCING ASSUMPTIONS: |  |  |  |  | Total Insurance Cost |  |  | 291 |  | 322.8943
Environmental Permitting |  | 349.955 |  | Use Normal Debt Structure or Alternate? |  |  |  | Alternate | Utilities: Start Up Power |  |  | 64.4 |  | 71.4584
Insurance During Construction |  | 266.249 | [6 empty] | Utilities: Facilities Load |  |  | 286 |  | 317.3463
Capitalized Salaries |  | 177.396 |  |  | Tranche A | Tranche B | Tranche C | Total | Interconnection Fees |  |  | 100 |  | 110.9602
Plano Capitalized Expenses |  | 299.525 |  | Principal Amount | 0 | 0 | 0 | 0 | Gas Pipeline Metering Station |  |  | 30 |  | 33.2881
Development Expenses |  | 503.639 |  | Principal Amount - Alternate | 29573 | 54410 | 98814 | 182797 | Miscellaneous |  |  | 75 |  | 83.2202
Legal Expense |  | 246.752 |  | Term | 4 | 10 | 20 | 20 | TOTAL FIXED G&A |  |  | 846.4 |  | 616.2732
Wilton Center Expensed |  | 276.901 |  | Interest Rate | 6.73% | 7.57% | 8.18% | 7.764%
Working Capital |  | 0 |  | DSCR | 1.5 | 2.5 | 2.5 | 2.3382 | O&M Escalation |  |  | 3%
|  | 3029.203 |  | Choose for Tranches B & C |  | Interest Only |  |  | Operating Cost Escalation |  |  | 3%
|  |  |  | Avg. Life (years) | N/A | N/A | N/A | 10.9413
Financing Costs: | [8 empty] | OPERATING COST SUMMARY:
Lender's Engineer |  | 0 |  | DEBT RESERVE ASSUMPTIONS: | [5 empty] | 1999 US$ |  |  |  | 2000-2003 Ave
Lender's Counsel |  | 0 |  | Fund from Operations or Financing? |  |  |  | Operations | Variable Operating Costs | 629.48 | $/YR | 0.86277 | $/MWh | 0.95734
Financing Fee |  | 0 |  | Amount of Reserve Needed (6 mos DS) |  |  |  | 10543.8847
Debt Reserves |  | 0 |  | Interest Rate Earned on Outstanding Debt Reserve Balance |  |  |  | 0% | Major Maintenance | 1799.04 | $/YR | 14992 | $/Start | 16635.1602
|  | 0 | [6 empty] | Start Up Fuel | 0 | $/YR | 0 | $/Start | 0
|  |  |  | RETURNS TO EQUITY HOLDERS: | [5 empty] | 1799.04 |  | 14992 |  | 16635.1602
Capitalized Interest: |  |  |  | Preferred Equity |  | Term (yrs)
IDC on Project Cost | 6.4% | 12610.864 |  |  |  | Coupon |  |  | Fixed Operating Costs | 1457.3806 | $/YR | 0.19975 | $/KWm | 0.25195
|  | 12610.864 |  |  |  | Principal |  |  | Fixed G&A | 846.4 | $/YR | 0.11601 | $/KWm | 0.08077
[9 empty] | Property Tax ('02 Disc.) | 329.7851 | $/YR | 0.045201 | $/KWm | 0.047954
Contingency on Hard & Soft Costs | 3% | 0 |  | RETURN ON EQUITY: |  |  |  |  | Operating Taxes ('02 Disc.) | 68.0322 | $/YR | 0.0093246 | $/KWm | 0.0098925
Contingency on NEPCO | 5% | 0 |  |  |  | Required Return on Equity |  | 12% |  | 2701.5979 |  | 0.37028 |  | 0.39056
Total Contingency |  | 0 |  |  |  | Pre-Tax |  | After-Tax | Total Operating Costs | 5130.1179 | $/YR
|  |  |  | Years |  | XIRR |  | XIRR
Total Uses |  | 255548.789 |  | 10 |  | 13.39% |  | 9.47% | Start Up Fuel (MMBTU/Turbine)
|  |  |  | 15 |  | 19.5% |  | 15.9% | Startup Fuel Mmbtu/Turbine |  |  | 0 | MMBTU's
|  |  |  | 20 |  | 21.02% |  | 17.22%
MODEL TOGGLES: | [8 empty] | STATE & FEDERAL TAX ASSUMPTIONS:
Fixed Price or Index Gas Curve? |  | Fixed | [6 empty] | Federal Income Tax Rate |  |  | 35%
Fixed Gas Price |  | 2.5 |  |  |  | Pre-Tax |  | After-Tax | State Income Tax Rate |  |  | 7.18%
Use Fed NOL Carryforward? |  | Yes |  | Years |  | XNPV |  | XNPV | Effective Income Tax Rate |  |  | 39.67%
Use State NOL Carryforward? |  | Yes |  | 10 |  | 5978.8696 |  | -9488.3437
Maximum Term of Carryforward (years) |  | 15 |  | 15 |  | 51846.5244 |  | 23066.8717 | State Utility Gross Receipts Tax Rate (Gross Rev.) |  |  | 0%
Assumed run hours or dispatched? |  | Assumed |  | 20 |  | 78518.8582 |  | 36647.8955 | State Franchise Tax Rate (Capital or BV of assets) Yr. 1 |  |  | 0.15%
Allow Merchant Energy Revenue? |  | No | [6 empty] | State Franchise Tax Rate (Capital or BV of assets) Yr. 2 - 20 |  |  | 0.1% | 73.8938
Allow Residual Capacity Value? |  | No | [6 empty] | State Sales and Use Tax Rate on Fuel |  |  | 0%
Residual Capacity Value ($/kWmo) |  | 0 | [6 empty] | Excise Util tax (Net Income) |  |  | 0%
Kaiser Capacity Curve
Base, Low, Mid or Percentage (1, 2, 3 or 4) |  | 1
Percentage for Option 4 |  | 50%
Energy Curve Selector |  | Marginal Cost Curve
Pass through Variable O&M? |  | No
|  |  | Multiples | Auction Value
| TO DO |  | IPO Value
| IDC amortized |  |  | Total Value | 255548.789
| check util |  | * | Less Cost | 255548.789
|  |  | ** | Net Value | 0
|  |  |  | IPO Equity Valuation* |  | REIT Equity Value**
|  |  |  | 12 | 16 | 8 | 10
|  |  |  | -44241.4718 | -34736.8311 | 3408.8258 | 22449.8807
IPO = NPV of 2001 Earnings*Multiple-Equity-Capacity Delta
Reit =NPV of 2001 EBT*Multiple-Equity-Capacity Delta
Checked and verified
Check with Tax
Modelling or Assumption # change needed
Need clarication of principle
Changed
*
Note on A13: Uses of Funds: All cost figures come from the Control Budget put together by the Accounting Dept.
Note on B52: IDC Rate: Neil S-C: 2/16/99 Enron Capital & Trade Resources confirmation memo to Rodney Malcom for Swap Transaction Deal No. M140023
Note on C28: SALES OF USE TAX ON EQUIPMENT This assumption comes directly from Scott Healy. Patrick Maloy is the tax support and has a difference of opinion on the correct liability here. Neil S-C: 3/31/99 This is a calculation from Scott Healy. Every piece of equipment and construction material is subject to this tax except for pollution control equipment. Reduced to $8.7M from $9M in Version #2 Sheetal J Bajoria x3-5692: Jan 29,99 Verified as per Capital Control Budget from Tammy Sheppard, Revision#11: 13,896
Note on C52: IDC: The IDC is not calculated by this model though the model has the capability. This comes directly from the control budgets and is a sum total of the Interest SWAP, IDC, and Commitment Fee
Note on C59: Total Uses: This should tie out to the most recent weekly Control Budget.
Note on F38: Tranche A: Used only for the Alternative Structure and is 16.2% of total debt based on the portfolio bond indenture.
Note on G14: ANNUAL PEAK OPERATING HOURS Sheetal J Bajoria x3-5692: Based on document EE&CC, Mike Nanny 12/22/98. PROBABLY WILL BE MUCH LOWER THAN THIS. PROBABLY IN RANGE OF 750-1200. Unless the permits are changed. Does not affect NPV
Note on G16: Start Date: 2000 PPA's
Note on G17: End Date: See 2000 PPA
Note on G38: Tranche B: Used only for the Alternative Debt and is 30% of cost based on the portfolio structure in the consolidated model.
Note on H7: TYPE OF TURBINE Sheetal: feb 2, changed to GT 501 D5A and D5 Bryan Garrett: These are the machines that were previously slated for installation at the Fulton site.
Note on H38: Tranche C: Used only for the Alternative Structure and assumes 54.2% of total debt based on portfolio. See consolidated model.
Note on I7: TYPE OF TURBINE Sheetal: feb 2, 99changed to GT 501 D5A and D5 Bryan Garrett: These are the machines that were previously slated for installation at the Fulton site.
Note on I9: Capacity ISO: The Kaiser capacity curve are generated off of ISO capacity so we need to use the ISO rating on the turbines to stay consistent. 7/15 email from Scott Healy confirmes ISO rateings
Note on I10: NET MW Site ratings came from Chris Booth in EE&CC through Scott Healy. Refer to the 7/15 email from Scott. Use site ratings for the fixed price period only.
Note on I12: HEAT RATE Sheetal J Bajoria x3-5692 Feb 2, 99: changed from 11,461 to 11,344 wrt to document from Azim Javin (EE&CC) dated 2/1/99. 11,344 represents the Net Heat Rate, Btu/kWh HHV at a 90 degree ambient temperature.
Note on I28: 2/10/99 Sheetal J Bajoria x3-5692:
Note on I34: Debt Structure: The Alternate Structure follows the CSFB terms and can be customized as the terms change. The normal structure runs off of the Coverage Ratios.
Note on I38: Debt: Back into about 75% debt to match the bond indenture for the portfolio.
Note on L7: Variable O&M Hours Neil S-C: 2/16/99 I have left 1200 here as the estimates were done on this run time. Rodney had asked why this was different than the Operating Hours., which the expense calc's are based on.
Note on L8: WATER VARIABLE O&M Sheetal J Bajoria x3-5692, 1/27/99: SE Peaking power projects, O&M Estimates, D Ehler, B Scmitt, dated 1/22/99: -Confirmed 746. Rewired to be truly variable with hours and MW
Note on L10: VARIABLE MAINTENANCE Sheetal J Bajoria x3-5692, 1/27/99: SE Peaking power projects, O&M Estimates, D Ehler, B Scmitt, dated 1/22/99: -Confirmed 746. Rewired to be truly variable with hours and MW
Note on M8: Variable MW's Neil S-C: 2/16/99 Directly from the OEC cost estimate.
Note on N20: PAYROLL AND BURDEN Sheetal J Bajoria x3-5692, 1/27/99: SE Peaking power projects, O&M Estimates, D Ehler, B Scmitt, dated 1/22/99 was 428, now 465.69, based on 454 MW
Note on N21: OTHER O&M EXPENSES Sheetal J Bajoria x3-5692, 1/27/99: SE Peaking power projects, O&M Estimates, D Ehler, B Scmitt, dated 1/22/99 was 230.changed to 235.76, calc based on 454
Note on N24: MANAGEMENT FEE Sheetal J Bajoria x3-5692, 1/27/99: SE Peaking power projects, O&M Estimates, D Ehler, B Scmitt, dated 1/22/99 was 429, now 200. Based on 454 MW
Note on N30: LIABILITY INSURANCE Sheetal J Bajoria x3-5692, 1/29/99: wrt Email from Paul Clayton, CORP INSR, to Agatha Andraczke on 1/20/99. Number based on corporate allocation of costs. Was zero now 10
Note on N31: BUSINESS INTERUPTION INSURANCE Sheetal J Bajoria x3-5692, 1/29/99: wrt Email from Paul Clayton, CORP INSR, to Agatha Andraczke on 1/20/99. Number based on corporate allocation of costs. Was 77 now 30
Note on N32: OPS. AND MACHINERT INSURANCE Sheetal J Bajoria x3-5692, 1/29/99: wrt Email from Paul Clayton, CORP INSR, to Agatha Andraczke on 1/20/99. Number based on corporate allocation of costs. Was 125 now 180
Note on N34: UTILITIES START UP POWER: Neil S-C, This is prorated off of Caledonia which has 6 Turbines.
Note on N35: UTILITIES START UP POWER: Neil S-C, This is prorated off of Caledonia which has 6 Turbines.
Note on N37: GAS PIPELINE METERING: Neil S-C; 3/15/99 Kevin Presto's Group.
Note on N60: Start Up Fuel: The number comes from Kevin Presto's Genco group but is not being reflected as it is a pass through and this reflects what is happening in the consolidated model
Note on N64: STATE INCOME TAX RATE Neil S-C: 3/15/99 Illinois has 2 taxes based on net income and the combined rate is 7.18% This is in a memo from Pat Maloy Sheetal J Bajoria x3-5692: 2/10/99 : PER MEMO From PAT MALOY TO Clay spears dated 6/29/98 wrt. TN taxes. The state income tax rate was changed from 5% (in Bryans model as of 1/25/99) to 6%.
Note on N67: STATE UTILITY GROSS RECEIPTS TAX RATE ON GROSS REVENUE Sheetal J Bajoria x3-5692: 2/2/99: Per memo from Patrick Maloy to Clay Spears wrt taxes in TN, DATED 6/29/98 2/11/99 Per KEvin Presto, gross receipts refers to only the Energy payment and furthermore is payable on non-TVA hours. Pay greater of (state util gross receipts) or (excise util + Franchise)
Note on N68: STATE FRANCHISE TAX RATE ON CAPITAL Neil S-C x66527: 3/9/99 Received Confirmation from Pat Maloy on 3/7. This is the Tax for the 1st year only. Sheetal J Bajoria x3-5692: 2/2/99: Per memo from Patrick Maloy to Clay Spears wrt taxes in TN, DATED 6/29/98 Pay greater of (state util gross rec) or (excise util + Franchise )
Note on N69: STATE FRANCHISE TAX RATE ON CAPITAL Neil S-C, x66527: 3/9/99 Pat Maloy indicated by email that this would be the rate from the second year on .
Note on N70: STATE SALES AND USE TAS RATE ON FUEL: Neil S-C, x66527: 3/9/99 Per Pat Maloy; natural gas is exempt Sheetal J Bajoria x3-5692: 2/2/99: Per memo from Patrick Maloy to Clay Spears wrt taxes in TN, dated 6.29.98. Gas used in power production is exempt from Sales and use tax.
Note on N71: EXCISE UTILITY TAX ON NET INCOME Sheetal J Bajoria x3-5692: 2/2/99: Per memo from Patrick Maloy to Clay Spears wrt taxes in TN. Pay greater of (state util gross rec) or (excise util + Franchise )
Note on U6: Basis for Property Tax: Multiplied by .7576 to back into a 350 Property Tax in year 1 as per Scott Healy's request. This is stilled deemed a conservative estimate.
Note on U7: Assessed Value Multiplier: Neil S-C, 2/25/99 State of Illinois assesses property at a rate of 33% of market value. Market Value is 15% of real property value. See Pollina Corp Memo provided by Scott Healy.
Note on U8: SCHOOL MILLAGE RATE: Sheetal J Bajoria x3-5692: 2/10/99 Need verification from Clay Spears
Note on U10: PROPERTY TAXES Sheetal J Bajoria x3-5692: per the "Real Property Lease Agreement" between Brownsville Power I, LLC and the Industrial Development Board of the City of Brownsville, Tennessee. Section 6.02. This abatement is valid for 15 years. The calculation after 15 years needs to checked and automated.
Print
Tax Calc.

## PPA Assumptions &Summary
WILTON CENTER, Will County, IL
PPA Assumptions and Pricing Summary
|  | 1 | 2 | 3 | 4 | 5 | 6 | 7 | 8 | 9 | 10 | 11 | 12 | 13 | 14 | 15 | 16 | 17 | 18 | 19 | 20 | 21 | 22 | 23 | 24 | 25
|  | 2000 | 2001 | 2002 | 2003 | 2004 | 2005 | 2006 | 2007 | 2008 | 2009 | 2010 | 2011 | 2012 | 2013 | 2014 | 2015 | 2016 | 2017 | 2018 | 2019 | 2020 | 2021 | 2022 | 2023 | 2024
Months of Operation |  | 7 | 12 | 12 | 12 | 12 | 12 | 12 | 12 | 12 | 12 | 12 | 12 | 12 | 12 | 12 | 12 | 12 | 12 | 12 | 12 | 5 | 0 | 0 | 0 | 0
Months of Year Under PPA |  | 7 | 12 | 12 | 5 | 0 | 0 | 0 | 0 | 0 | 0 | 0 | 0 | 0 | 0 | 0 | 0 | 0 | 0 | 0 | 0 | 0 | 0 | 0 | 0 | 0
Months of Year Merchant |  | 0 | 0 | 0 | 7 | 12 | 12 | 12 | 12 | 12 | 12 | 12 | 12 | 12 | 12 | 12 | 12 | 12 | 12 | 12 | 12 | 5 | 0 | 0 | 0 | 0
% of Capacity Under PPA |  | 100% | 100% | 100% | 41.67% | 0% | 0% | 0% | 0% | 0% | 0% | 0% | 0% | 0% | 0% | 0% | 0% | 0% | 0% | 0% | 0% | 0% | 0% | 0% | 0% | 0%
Capacity Payment Terms |  | PPA | PPA | PPA | BLENDED | MERCH. | MERCH. | MERCH. | MERCH. | MERCH. | MERCH. | MERCH. | MERCH. | MERCH. | MERCH. | MERCH. | MERCH. | MERCH. | MERCH. | MERCH. | MERCH. | MERCH.
Energy ($/MWH) |  | 29.9325 | 29.9325 | 29.9325 | 29.9325 | 29.9325 | 29.9325 | 29.9325 | 29.9325 | 29.9325 | 29.9325 | 29.9325 | 29.9325 | 29.9325 | 29.9325 | 29.9325 | 29.9325 | 29.9325 | 29.9325 | 29.9325 | 29.9325 | 29.9325 | 0 | 0 | 0 | 0
Capacity ($/kw-mo) - Fixed PPA |  | 4 | 4 | 4 | 4 | 0 | 0 | 0 | 0 | 0 | 0 | 0 | 0 | 0 | 0 | 0 | 0 | 0 | 0 | 0 | 0 | 0 | 0 | 0 | 0 | 0
Capacity ($/kw-mo) - Merchant |  | 0 | 0 | 0 | 6.2794 | 6.3683 | 6.5593 | 6.545 | 6.6326 | 6.7196 | 6.8058 | 6.8912 | 6.9755 | 7.0588 | 7.1407 | 7.2212 | 7.3001 | 7.3772 | 7.4524 | 7.5255 | 7.4412 | 7.5047 | 0 | 0 | 0 | 0
Capacity Escalation Index | 3.6048 | bar: 1 2000 to 25 2024
Ancillary Services | 12% | 0 | 0 | 0 | 0 | 0 | 0 | 0 | 0 | 0 | 0 | 0 | 0 | 0 | 0 | 0 | 0 | 0 | 0 | 0 | 0 | 0 | 0 | 0 | 0 | 0
Fees |  | 0 | 0 | 0 | 0 | 0 | 0 | 0 | 0 | 0 | 0 | 0 | 0 | 0 | 0 | 0 | 0 | 0 | 0 | 0 | 0 | 0 | 0 | 0 | 0 | 0
r | bar: 17 2016 to 20 2019
Ancillary Services |  | 16 2015: 0; 17 2016: 0; 18 2017: 0; 19 2018: 0; 20 2019: 0
Fees |  | 16 2015: 0; 17 2016: 0; 18 2017: 0; 19 2018: 0; 20 2019: 0
Power Pricing Summary
All in Power Price $/MWH |  | 56.6943 | 73.4638 | 73.5697 | 85.1974 | 94.2496 | 96.1785 | 96.0962 | 97.015 | 97.9293 | 98.8381 | 99.7403 | 100.6347 | 101.5199 | 102.3945 | 103.2573 | 104.1066 | 104.9409 | 105.7585 | 106.5577 | 105.8174 | 107.6236 | 0 | 0 | 0 | 0
Fuel $/MWH |  | 29.9325 | 29.9325 | 29.9325 | 29.9325 | 29.9325 | 29.9325 | 29.9325 | 29.9325 | 29.9325 | 29.9325 | 29.9325 | 29.9325 | 29.9325 | 29.9325 | 29.9325 | 29.9325 | 29.9325 | 29.9325 | 29.9325 | 29.9325 | 29.9325 | 0 | 0 | 0 | 0
Variable O&M $/MWH |  | 0.88866 | 0.91532 | 0.94278 | 0.97106 | 1.0002 | 1.0302 | 1.0611 | 1.0929 | 1.1257 | 1.1595 | 1.1943 | 1.2301 | 1.267 | 1.305 | 1.3442 | 1.3845 | 1.426 | 1.4688 | 1.5129 | 1.5583 | 1.605 | 0 | 0 | 0 | 0
Marginal cost of Generation $/MWh |  | 30.8212 | 30.8478 | 30.8753 | 30.9036 | 30.9327 | 30.9627 | 30.9936 | 31.0254 | 31.0582 | 31.092 | 31.1268 | 31.1626 | 31.1995 | 31.2375 | 31.2767 | 31.317 | 31.3585 | 31.4013 | 31.4454 | 31.4908 | 31.5375 | 0 | 0 | 0 | 0
Operations & Maintenance Costs
Annual Costs by Type: | Term Ave
Total Variable Operating Cost | 926.7181 | 648.3644 | 667.8153 | 687.8498 | 742.4861 | 783.2485 | 806.746 | 830.9483 | 855.8768 | 881.5531 | 907.9997 | 935.2397 | 963.2969 | 992.1958 | 1021.9616 | 1052.6205 | 1084.1991 | 1116.7251 | 1150.2268 | 1184.7336 | 1220.2756 | 529.8115 | 0 | 0 | 0
Total Start Up Cost | 2489.5552 | 1853.0112 | 1908.6015 | 1965.8596 | 2024.8354 | 2085.5804 | 2148.1478 | 2212.5923 | 2278.97 | 2347.3391 | 2417.7593 | 2490.2921 | 2565.0009 | 2641.9509 | 2721.2094 | 2802.8457 | 2886.9311 | 2973.539 | 3062.7452 | 3154.6275 | 3249.2664 | 3346.7443 | 0 | 0 | 0 | 0
Total Fixed (incl. G&A) | 3725.0053 | 1411.8265 | 2444.0809 | 2517.4033 | 2912.6906 | 3235.3271 | 3332.3869 | 3432.3585 | 3535.3293 | 3641.3891 | 3750.6308 | 3863.1497 | 3979.0442 | 4098.4156 | 4221.368 | 4348.0091 | 4478.4493 | 4612.8028 | 4751.1869 | 4893.7225 | 5040.5342 | 2233.1143 | 0 | 0 | 0
Property Taxes | 274.2973 | 349.869 | 349.869 | 349.869 | 349.869 | 349.869 | 307.8847 | 307.8847 | 307.8847 | 307.8847 | 265.9005 | 265.9005 | 265.9005 | 265.9005 | 223.9162 | 223.9162 | 223.9162 | 223.9162 | 181.9319 | 181.9319 | 181.9319 | 181.9319 | 0 | 0 | 0 | 0
Total Operating Taxes | 73.9797 | 108.263 | 72.1754 | 72.1754 | 72.1754 | 72.1754 | 72.1754 | 72.1754 | 72.1754 | 72.1754 | 72.1754 | 72.1754 | 72.1754 | 72.1754 | 72.1754 | 72.1754 | 72.1754 | 72.1754 | 72.1754 | 72.1754 | 72.1754 | 72.1754 | 0 | 0 | 0
Total Debt Service | 17142.7568 | 21585.3351 | 21087.7694 | 23310.7036 | 25327.6961 | 19001.2766 | 18427.7332 | 18842.3298 | 18187.9566 | 22974.5833 | 25616.9664 | 10661.4377 | 11326.2583 | 10922.109 | 10517.9598 | 10113.8105 | 9709.6613 | 14246.212 | 15414.1935 | 17408.6553 | 18172.4875 | 0 | 0 | 0 | 0
Total Annual Expenses |  | 25956.6693 | 26530.3115 | 28903.8607 | 31429.7525 | 25527.4771 | 25095.0741 | 25698.2891 | 25238.1928 | 30224.9248 | 33031.432 | 18288.1951 | 19171.6761 | 18992.7471 | 18778.5904 | 18613.3773 | 18455.3323 | 23245.3705 | 24632.4597 | 26895.8462 | 27936.6709 | 6363.7774 | 0 | 0 | 0
Breakout of Total Fixed: | Term Ave
Fixed Operating Cost | 1985.4857 | 875.6429 | 1546.1351 | 1592.5192 | 1640.2947 | 1689.5036 | 1740.1887 | 1792.3943 | 1846.1662 | 1901.5512 | 1958.5977 | 2017.3556 | 2077.8763 | 2140.2126 | 2204.419 | 2270.5515 | 2338.6681 | 2408.8281 | 2481.093 | 2555.5257 | 2632.1915 | 1129.6489 | 0 | 0 | 0
Fixed G&A | 1154.4885 | 536.1837 | 897.9458 | 924.8841 | 952.6307 | 981.2096 | 1010.6459 | 1040.9652 | 1072.1942 | 1104.36 | 1137.4908 | 1171.6155 | 1206.764 | 1242.9669 | 1280.2559 | 1318.6636 | 1358.2235 | 1398.9702 | 1440.9393 | 1484.1675 | 1528.6925 | 725.949 | 0 | 0 | 0
$/kWmo Costs by Type: | Term Ave
Variable Operating Cost $/kWmo | 0.13019 | 0.15234 | 0.091532 | 0.094278 | 0.10177 | 0.10735 | 0.11057 | 0.11389 | 0.11731 | 0.12083 | 0.12445 | 0.12819 | 0.13203 | 0.13599 | 0.14007 | 0.14427 | 0.1486 | 0.15306 | 0.15765 | 0.16238 | 0.16725 | 0.17428 | #DIV/0! | #DIV/0! | #DIV/0!
Start Up Cost $/ KW mo | 0.35029 | 0.43539 | 0.2616 | 0.26944 | 0.27753 | 0.28585 | 0.29443 | 0.30326 | 0.31236 | 0.32173 | 0.33138 | 0.34132 | 0.35156 | 0.36211 | 0.37297 | 0.38416 | 0.39569 | 0.40756 | 0.41978 | 0.43238 | 0.44535 | 1.1009 | #DIV/0! | #DIV/0! | #DIV/0!
Fixed Operating Cost (incl G&A) $/kWmo | 0.51747 | 0.33173 | 0.33499 | 0.34504 | 0.39922 | 0.44344 | 0.45674 | 0.47044 | 0.48456 | 0.49909 | 0.51407 | 0.52949 | 0.54537 | 0.56173 | 0.57859 | 0.59594 | 0.61382 | 0.63224 | 0.6512 | 0.67074 | 0.69086 | 0.73458 | #DIV/0! | #DIV/0! | #DIV/0!
Total Operating Cost $/kWmo | 0.99795 | 0.91946 | 0.68812 | 0.70876 | 0.77851 | 0.83664 | 0.86174 | 0.8876 | 0.91422 | 0.94165 | 0.9699 | 0.999 | 1.029 | 1.0598 | 1.0916 | 1.1244 | 1.1581 | 1.1929 | 1.2286 | 1.2655 | 1.3035 | 2.0098 | #DIV/0! | #DIV/0! | #DIV/0!
Total O&M $/kWmo (excluding Debt Service) | 0.99795 | 0.91946 | 0.68812 | 0.70876 | 0.77851 | 0.83664 | 0.86174 | 0.8876 | 0.91422 | 0.94165 | 0.9699 | 0.999 | 1.029 | 1.0598 | 1.0916 | 1.1244 | 1.1581 | 1.1929 | 1.2286 | 1.2655 | 1.3035 | 2.0098 | #DIV/0! | #DIV/0! | #DIV/0!
Property Taxes | 0.039308 | 0.082206 | 0.047954 | 0.047954 | 0.047954 | 0.047954 | 0.042199 | 0.042199 | 0.042199 | 0.042199 | 0.036445 | 0.036445 | 0.036445 | 0.036445 | 0.03069 | 0.03069 | 0.03069 | 0.03069 | 0.024936 | 0.024936 | 0.024936 | 0.059846 | #DIV/0! | #DIV/0! | #DIV/0!
Operating Taxes $/Kwmo | 0.01067 | 0.025438 | 0.0098925 | 0.0098925 | 0.0098925 | 0.0098925 | 0.0098925 | 0.0098925 | 0.0098925 | 0.0098925 | 0.0098925 | 0.0098925 | 0.0098925 | 0.0098925 | 0.0098925 | 0.0098925 | 0.0098925 | 0.0098925 | 0.0098925 | 0.0098925 | 0.0098925 | 0.023742 | #DIV/0! | #DIV/0! | #DIV/0!
Debt Service $/kWmo | 2.4553 | 5.0717 | 2.8903 | 3.195 | 3.4714 | 2.6043 | 2.5257 | 2.5826 | 2.4929 | 3.1489 | 3.5111 | 1.4613 | 1.5524 | 1.497 | 1.4416 | 1.3862 | 1.3308 | 1.9526 | 2.1127 | 2.3861 | 2.4907 | 0 | #DIV/0! | #DIV/0! | #DIV/0!
Total Operating Cost $/kWmo | 3.5032 | 6.0988 | 3.6363 | 3.9616 | 4.3078 | 3.4988 | 3.4396 | 3.5222 | 3.4592 | 4.1427 | 4.5273 | 2.5066 | 2.6277 | 2.6032 | 2.5738 | 2.5512 | 2.5295 | 3.186 | 3.3762 | 3.6864 | 3.829 | 2.0933 | #DIV/0! | #DIV/0! | #DIV/0!
Fixed Operating Cost | 0.27642 | 0.20574 | 0.21192 | 0.21827 | 0.22482 | 0.23157 | 0.23851 | 0.24567 | 0.25304 | 0.26063 | 0.26845 | 0.2765 | 0.2848 | 0.29334 | 0.30214 | 0.3112 | 0.32054 | 0.33016 | 0.34006 | 0.35026 | 0.36077 | 0.3716 | #DIV/0! | #DIV/0! | #DIV/0!
Fixed G&A | 0.16086 | 0.12598 | 0.12307 | 0.12677 | 0.13057 | 0.13449 | 0.13852 | 0.14268 | 0.14696 | 0.15137 | 0.15591 | 0.16058 | 0.1654 | 0.17036 | 0.17547 | 0.18074 | 0.18616 | 0.19174 | 0.1975 | 0.20342 | 0.20952 | 0.2388 | #DIV/0! | #DIV/0! | #DIV/0!
$/MWh Costs by Type: | Term Ave
Variable O&M $/MWh | 1.1939 | 0.88866 | 0.91532 | 0.94278 | 0.97106 | 1.0002 | 1.0302 | 1.0611 | 1.0929 | 1.1257 | 1.1595 | 1.1943 | 1.2301 | 1.267 | 1.305 | 1.3442 | 1.3845 | 1.426 | 1.4688 | 1.5129 | 1.5583 | 1.605 | #DIV/0! | #DIV/0! | #DIV/0!
Start Up Cost $/MWh | 3.209 | 2.5398 | 2.616 | 2.6944 | 2.6482 | 2.6632 | 2.7431 | 2.8254 | 2.9102 | 2.9975 | 3.0874 | 3.1801 | 3.2755 | 3.3737 | 3.4749 | 3.5792 | 3.6865 | 3.7971 | 3.9111 | 4.0284 | 4.1492 | 10.1386 | #DIV/0! | #DIV/0! | #DIV/0!
Fixed O&M $/MWh | 4.7911 | 1.9351 | 3.3499 | 3.4504 | 3.8094 | 4.1314 | 4.2554 | 4.383 | 4.5145 | 4.65 | 4.7895 | 4.9332 | 5.0812 | 5.2336 | 5.3906 | 5.5523 | 5.7189 | 5.8905 | 6.0672 | 6.2492 | 6.4367 | 6.765 | #DIV/0! | #DIV/0! | #DIV/0!
Total O&M $/MWh | 9.1941 | 5.3635 | 6.8812 | 7.0876 | 7.4286 | 7.7949 | 8.0287 | 8.2696 | 8.5177 | 8.7732 | 9.0364 | 9.3075 | 9.5867 | 9.8743 | 10.1705 | 10.4757 | 10.7899 | 11.1136 | 11.447 | 11.7905 | 12.1442 | 18.5087 | #DIV/0! | #DIV/0! | #DIV/0!
Consultant's Capacity Curve | Term Ave
Kaiser Base | 6.8072 | 5.835 | 5.9189 | 6.0965 | 6.2794 | 6.3683 | 6.5593 | 6.545 | 6.6326 | 6.7196 | 6.8058 | 6.8912 | 6.9755 | 7.0588 | 7.1407 | 7.2212 | 7.3001 | 7.3772 | 7.4524 | 7.5255 | 7.4412 | 7.5047 | 6.0836
Kaiser Low | 5.4443 | 4.774 | 4.9173 | 5.0648 | 5.1201 | 5.2737 | 5.3295 | 5.3838 | 5.4366 | 5.4877 | 5.5369 | 5.5842 | 5.6294 | 5.6722 | 5.5827 | 5.6165 | 5.6472 | 5.6748 | 5.6989 | 5.7194 | 5.7359 | 5.7483 | 0
Kaiser Mid (Average of Base and Low) | 6.1053 | 5.3045 | 5.4181 | 5.5069 | 5.6721 | 5.7442 | 5.9165 | 5.9372 | 6.0082 | 6.0781 | 6.1467 | 6.2141 | 6.2799 | 6.3441 | 6.4064 | 6.4019 | 6.4583 | 6.5122 | 6.5636 | 6.6122 | 6.5803
Kaiser Percent (Percentage of Low and Mid) | 5.7748 | 5.0393 | 5.1677 | 5.2858 | 5.3961 | 5.509 | 5.623 | 5.6605 | 5.7224 | 5.7829 | 5.8418 | 5.8991 | 5.9546 | 6.0081 | 5.9946 | 6.0092 | 6.0528 | 6.0935 | 6.1312 | 6.1658 | 6.1581
Kaiser Comed Base $/kw-year (in 1998 real $) | REAL | 66 | 65 | 65 | 65 | 64 | 64 | 62 | 61 | 60 | 59 | 58 | 57 | 56 | 55 | 54 | 53 | 52 | 51 | 50 | 48 | 47 | 36.99
Kaiser Comed Low $/kw-year (in 1998 real $) |  | 54 | 54 | 54 | 53 | 53 | 52 | 51 | 50 | 49 | 48 | 47 | 46 | 45 | 43 | 42 | 41 | 40 | 39 | 38 | 37 | 36
Consultant's Energy Curve
Kaiser Peak | 3% | 43.4359 | 46.3644 | 49.4896 | 52.8224 | 56.3738 | 60.1765 | 60.6682 | 61.1599 | 61.6626 | 62.1652 | 62.6788 | 60.2639 | 57.9582 | 55.7291 | 53.5873 | 51.533 | 52.2324 | 52.9317 | 53.6529 | 53.6529
Kaiser Off peak |  | 43.5233 | 46.2551 | 49.1509 | 52.2324 | 55.5105 | 58.9854 | 59.3788 | 59.7722 | 60.1765 | 60.5808 | 60.9851 | 57.8708 | 54.9095 | 52.1012 | 49.4459 | 46.9217 | 47.2932 | 47.6648 | 48.0363 | 48.0363
ECT Peak Curve |  | 0 | 0 | 0 | 0 | 0 | 0 | 0 | 0 | 0 | 0 | 0 | 0 | 0 | 0 | 0 | 0 | 0 | 0 | 0 | 0
Marginal Cost Curve |  | 29.9325 | 29.9325 | 29.9325 | 29.9325 | 29.9325 | 29.9325 | 29.9325 | 29.9325 | 29.9325 | 29.9325 | 29.9325 | 29.9325 | 29.9325 | 29.9325 | 29.9325 | 29.9325 | 29.9325 | 29.9325 | 29.9325 | 29.9325
Kaiser Peak as of 1998 ( $ / MWh ) | REAL | 39.75 | 42.43 | 45.29 | 48.34 | 51.59 | 55.07 | 55.52 | 55.97 | 56.43 | 56.89 | 57.36 | 55.15 | 53.04 | 51 | 49.04 | 47.16 | 47.8 | 48.44 | 49.1 | 49.1
Kaiser Off Peak as of 1998 ( $ / MWh ) | REAL | 39.83 | 42.33 | 44.98 | 47.8 | 50.8 | 53.98 | 54.34 | 54.7 | 55.07 | 55.44 | 55.81 | 52.96 | 50.25 | 47.68 | 45.25 | 42.94 | 43.28 | 43.62 | 43.96 | 43.96
Note on A70: Sheetal J Bajoria x3-5692: from ICF kaisiser presentationn dated Sept 23, 98, ppage 36,
Note on A71: Sheetal J Bajoria x3-5692: from ICF kaisiser presentationn dated Sept 23, 98, ppage 36,
Note on A79: Energy Curve: Neil S-C, 2/17/99 From the ICF Kaiser Market Assessment of TVA dated 9/23/98
Note on A80: Energy Curve: Neil S-C, 2/17/99 From the ICF Kaiser Market Assessment of TVA dated 9/23/98
Note on B74: Sheetal J Bajoria x3-5692: `
Note on C22: Bryan Garrett: This is lower because you have only a partial year's costs vs a full year's MWh output (this is due to the fact that the plant only runs during summer months.

## Operations
WILTON CENTER, Will County, IL
Operations
| 1 | 2 | 3 | 4 | 5 | 6 | 7 | 8 | 9 | 10 | 11 | 12 | 13 | 14 | 15 | 16 | 17 | 18 | 19 | 20 | 21
| 2000 | 2001 | 2002 | 2003 | 2004 | 2005 | 2006 | 2007 | 2008 | 2009 | 2010 | 2011 | 2012 | 2013 | 2014 | 2015 | 2016 | 2017 | 2018 | 2019 | 2020
PPA Plant Output Summary
Capacity Degradation | bar: 1 2000 to 21 2020
Heat Rate Degradation | bar: 1 2000 to 21 2020
Degraded Capacity (MW) | 608 | 608 | 608 | 253.3333 | 0 | 0 | 0 | 0 | 0 | 0 | 0 | 0 | 0 | 0 | 0 | 0 | 0 | 0 | 0 | 0 | 0
Peak Capacity Sales Rate (MW) | 608 | 608 | 608 | 253.3333 | 0 | 0 | 0 | 0 | 0 | 0 | 0 | 0 | 0 | 0 | 0 | 0 | 0 | 0 | 0 | 0 | 0
Peak Hours | 1200 | 1200 | 1200 | 1200 | 1200 | 1200 | 1200 | 1200 | 1200 | 1200 | 1200 | 1200 | 1200 | 1200 | 1200 | 1200 | 1200 | 1200 | 1200 | 1200 | 1200
Maximum Peak Generation (MWh) | 729600 | 729600 | 729600 | 304000 | 0 | 0 | 0 | 0 | 0 | 0 | 0 | 0 | 0 | 0 | 0 | 0 | 0 | 0 | 0 | 0 | 0
Merchant Plant Output Summary
Capacity Degradation | bar: 1 2000 to 21 2020
Heat Rate Degradation | bar: 1 2000 to 21 2020
Degraded Capacity (MW) | 652.582 | 652.582 | 652.582 | 652.582 | 652.582 | 652.582 | 652.582 | 652.582 | 652.582 | 652.582 | 652.582 | 652.582 | 652.582 | 652.582 | 652.582 | 652.582 | 652.582 | 652.582 | 652.582 | 652.582 | 652.582
Peak Capacity Sales Rate (MW) | 0 | 0 | 0 | 376.2317 | 639.5304 | 639.5304 | 639.5304 | 639.5304 | 639.5304 | 639.5304 | 639.5304 | 639.5304 | 639.5304 | 639.5304 | 639.5304 | 639.5304 | 639.5304 | 639.5304 | 639.5304 | 639.5304 | 269.6433
Peak Energy Sales (MW) | 0 | 0 | 0 | 7.6135 | 13.0516 | 13.0516 | 13.0516 | 13.0516 | 13.0516 | 13.0516 | 13.0516 | 13.0516 | 13.0516 | 13.0516 | 13.0516 | 13.0516 | 13.0516 | 13.0516 | 13.0516 | 13.0516 | 5.4382
Peak Hours | 1200 | 1200 | 1200 | 1200 | 1200 | 1200 | 1200 | 1200 | 1200 | 1200 | 1200 | 1200 | 1200 | 1200 | 1200 | 1200 | 1200 | 1200 | 1200 | 1200 | 1200
Maximum Peak Generation (MWh) | 0 | 0 | 0 | 460614.1283 | 783098.4 | 783098.4 | 783098.4 | 783098.4 | 783098.4 | 783098.4 | 783098.4 | 783098.4 | 783098.4 | 783098.4 | 783098.4 | 783098.4 | 783098.4 | 783098.4 | 783098.4 | 783098.4 | 330097.7283
PPA to Merchant Split
PPA MWh | 729600 | 729600 | 729600 | 304000 | 0 | 0 | 0 | 0 | 0 | 0 | 0 | 0 | 0 | 0 | 0 | 0 | 0 | 0 | 0 | 0 | 0
% of Total MWh Taken | 100% | 100% | 100% | 39.76% | 0% | 0% | 0% | 0% | 0% | 0% | 0% | 0% | 0% | 0% | 0% | 0% | 0% | 0% | 0% | 0% | 0%
Market MWh | 0 | 0 | 0 | 460614.1283 | 783098.4 | 783098.4 | 783098.4 | 783098.4 | 783098.4 | 783098.4 | 783098.4 | 783098.4 | 783098.4 | 783098.4 | 783098.4 | 783098.4 | 783098.4 | 783098.4 | 783098.4 | 783098.4 | 330097.7283
% of Total MWh Taken | 0% | 0% | 0% | 60.24% | 100% | 100% | 100% | 100% | 100% | 100% | 100% | 100% | 100% | 100% | 100% | 100% | 100% | 100% | 100% | 100% | 100%
Actual MWh Produced | 729600 | 729600 | 729600 | 764614.1283 | 783098.4 | 783098.4 | 783098.4 | 783098.4 | 783098.4 | 783098.4 | 783098.4 | 783098.4 | 783098.4 | 783098.4 | 783098.4 | 783098.4 | 783098.4 | 783098.4 | 783098.4 | 783098.4 | 330097.7283
% of Total MWH Available | 100% | 100% | 100% | 100% | 100% | 100% | 100% | 100% | 100% | 100% | 100% | 100% | 100% | 100% | 100% | 100% | 100% | 100% | 100% | 100% | 100%
Degraded Peak Heat Rate (Btu/kWh) | 11973 | 11973 | 11973 | 11973 | 11973 | 11973 | 11973 | 11973 | 11973 | 11973 | 11973 | 11973 | 11973 | 11973 | 11973 | 11973 | 11973 | 11973 | 11973 | 11973 | 11973
Peak Fuel BBtu | 8735.5008 | 8735.5008 | 8735.5008 | 9154.725 | 9376.0371 | 9376.0371 | 9376.0371 | 9376.0371 | 9376.0371 | 9376.0371 | 9376.0371 | 9376.0371 | 9376.0371 | 9376.0371 | 9376.0371 | 9376.0371 | 9376.0371 | 9376.0371 | 9376.0371 | 9376.0371 | 3952.2601
Peak Fuel Cost $000 | 21838.752 | 21838.752 | 21838.752 | 22886.8124 | 23440.0929 | 23440.0929 | 23440.0929 | 23440.0929 | 23440.0929 | 23440.0929 | 23440.0929 | 23440.0929 | 23440.0929 | 23440.0929 | 23440.0929 | 23440.0929 | 23440.0929 | 23440.0929 | 23440.0929 | 23440.0929 | 9880.6503
Start up fuel cost for all turbines | 0 | 0 | 0 | 0 | 0 | 0 | 0 | 0 | 0 | 0 | 0 | 0 | 0 | 0 | 0 | 0 | 0 | 0 | 0 | 0 | 0
Total Fuel Cost | 21838.752 | 21838.752 | 21838.752 | 22886.8124 | 23440.0929 | 23440.0929 | 23440.0929 | 23440.0929 | 23440.0929 | 23440.0929 | 23440.0929 | 23440.0929 | 23440.0929 | 23440.0929 | 23440.0929 | 23440.0929 | 23440.0929 | 23440.0929 | 23440.0929 | 23440.0929 | 9880.6503
Gas & Power Curves
Avg Mid Gas Curve Price ($/MMBtu) | 2.0071 | 2.3048 | 2.3431 | 2.3713 | 2.4089 | 2.4571 | 2.5153 | 2.5889 | 2.6775 | 2.782 | 2.9064 | 3.0519 | 3.2181 | 3.3954 | 3.5831 | 3.7763 | 3.9771 | 4.207 | 4.4046 | 4.6052 | 4.7125
Fixed Price ($/MMBtu) | 2.5 | 2.5 | 2.5 | 2.5 | 2.5 | 2.5 | 2.5 | 2.5 | 2.5 | 2.5 | 2.5 | 2.5 | 2.5 | 2.5 | 2.5 | 2.5 | 2.5 | 2.5 | 2.5 | 2.5 | 2.5
Sales Tax Rate | bar: 1 2000 to 21 2020
Delivered Gas Price | 2.5 | 2.5 | 2.5 | 2.5 | 2.5 | 2.5 | 2.5 | 2.5 | 2.5 | 2.5 | 2.5 | 2.5 | 2.5 | 2.5 | 2.5 | 2.5 | 2.5 | 2.5 | 2.5 | 2.5 | 2.5
Desk Mid Peak Power Curve ($/MWh) | 21.1797 | 22.013 | 23.5583 | 24.5885 | 26.462 | 29.1107 | 31.2216 | 32.9134 | 31.8933 | 34.744 | 38.1048 | 40.0566 | 39.8824 | 39.3319 | 46.3211 | 44.642 | 50.8914 | 50.096 | 49.4319 | 56.3201 | 52.0453
Assumed Residual Capacity Value Curve ($/kWmo)
Note on C27: Bryan Garrett: Must be linked to the dispatch line in the consolidated model or must insert a line for dispatch run hours.

## Debt Amortization
WILTON CENTER, Will County, IL
Debt Amortization
|  |  |  | 1 | 2 | 3 | 4 | 5 | 6 | 7 | 8 | 9 | 10 | 11 | 12 | 13 | 14 | 15 | 16 | 17 | 18 | 19 | 20 | 21 | 22 | 23 | 24 | 25
|  |  |  | 2000 | 2001 | 2002 | 2003 | 2004 | 2005 | 2006 | 2007 | 2008 | 2009 | 2010 | 2011 | 2012 | 2013 | 2014 | 2015 | 2016 | 2017 | 2018 | 2019 | 2020 | 2021 | 2022 | 2023 | 2024
EBITDA |  |  |  | 15154.0414 | 26317.8748 | 26244.5523 | 36154.2326 | 43840.396 | 45209.7837 | 44956.7333 | 45481.9251 | 45997.8395 | 46545.4313 | 47039.6493 | 47521.3393 | 47989.3049 | 48484.2732 | 48920.9558 | 49339.9512 | 49739.805 | 50160.9759 | 50517.8956 | 49661.1561 | 19281.8747 | 0 | 0 | 0 | 0
DSCR - Tranche A |  |  |  | 1.5 | 1.5 | 1.5 | 1.5 | 0 | 0 | 0 | 0 | 0 | 0 | 0 | 0 | 0 | 0 | 0 | 0 | 0 | 0 | 0 | 0 | 0 | 0 | 0 | 0 | 0
DSCR - Tranche B |  |  |  | 0 | 0 | 0 | 0 | 2.5 | 2.5 | 2.5 | 2.5 | 2.5 | 2.5 | 0 | 0 | 0 | 0 | 0 | 0 | 0 | 0 | 0 | 0 | 0 | 0 | 0 | 0 | 0
DSCR - Tranche C |  |  |  | 0 | 0 | 0 | 0 | 0 | 0 | 0 | 0 | 0 | 0 | 2.5 | 2.5 | 2.5 | 2.5 | 2.5 | 2.5 | 2.5 | 2.5 | 2.5 | 2.5 | 0 | 0 | 0 | 0 | 0
Interest Rate For Period, Tranche A |  |  |  | 6.73% | 6.73% | 6.73% | 6.73% | 0% | 0% | 0% | 0% | 0% | 0% | 0% | 0% | 0% | 0% | 0% | 0% | 0% | 0% | 0% | 0% | 0% | 0% | 0% | 0% | 0%
Interest Rate For Period, Tranche B |  |  |  | 7.57% | 7.57% | 7.57% | 7.57% | 7.57% | 7.57% | 7.57% | 7.57% | 7.57% | 7.57% | 0% | 0% | 0% | 0% | 0% | 0% | 0% | 0% | 0% | 0% | 0% | 0% | 0% | 0% | 0%
Interest Rate For Period, Tranche C |  |  |  | 8.18% | 8.18% | 8.18% | 8.18% | 8.18% | 8.18% | 8.18% | 8.18% | 8.18% | 8.18% | 8.18% | 8.18% | 8.18% | 8.18% | 8.18% | 8.18% | 8.18% | 8.18% | 8.18% | 8.18% | 0% | 0% | 0% | 0% | 0%
Total Annual CFAFDS |  |  |  | 10102.6943 | 17545.2498 | 17496.3682 | 24102.8217 | 17536.1584 | 18083.9135 | 17982.6933 | 18192.7701 | 18399.1358 | 18618.1725 | 18815.8597 | 19008.5357 | 19195.7219 | 19393.7093 | 19568.3823 | 19735.9805 | 19895.922 | 20064.3904 | 20207.1582 | 19864.4624 | 0 | 0 | 0 | 0 | 0
| 2000-06-01 | 2000-12-31
NPV of CFAFDS Tranche A | 39510.8859 | 41062.0174 |  | 6360.0086 | 11129.2172 | 11080.3356 | 17686.7892 | 0 | 0 | 0 | 0 | 0 | 0 | 0 | 0 | 0 | 0 | 0 | 0 | 0 | 0 | 0 | 0 | 0 | 0 | 0 | 0 | 0
NPV of CFAFDS Tranche B | 84756.0448 |  |  | 0 | 0 | 0 | 84756.0448 | 17536.1584 | 18083.9135 | 17982.6933 | 18192.7701 | 18399.1358 | 18618.1725 | 0 | 0 | 0 | 0 | 0 | 0 | 0 | 0 | 0 | 0 | 0 | 0 | 0 | 0 | 0
NPV of CFAFDS Tranche C | 129657.7027 |  |  | 0 | 0 | 0 | 0 | 0 | 0 | 0 | 0 | 0 | 129657.7027 | 18815.8597 | 19008.5357 | 19195.7219 | 19393.7093 | 19568.3823 | 19735.9805 | 19895.922 | 20064.3904 | 20207.1582 | 19864.4624 | 0 | 0 | 0 | 0 | 0
NPV of Total CFAFDS | 253924.6335
Tranche A
Beginning Balance |  |  |  | 39510.8859 | 34702.0088 | 25908.2368 | 16571.5255 | 0 | 0 | 0 | 0 | 0 | 0 | 0 | 0 | 0 | 0 | 0 | 0 | 0 | 0 | 0 | 0 | 0 | 0 | 0 | 0 | 0
Interest |  |  |  | 1551.1315 | 2335.4452 | 1743.6243 | 1115.2637 | 0 | 0 | 0 | 0 | 0 | 0 | 0 | 0 | 0 | 0 | 0 | 0 | 0 | 0 | 0 | 0 | 0 | 0 | 0 | 0 | 0
Principal |  |  |  | 4808.8771 | 8793.772 | 9336.7113 | 16571.5255 | 0 | 0 | 0 | 0 | 0 | 0 | 0 | 0 | 0 | 0 | 0 | 0 | 0 | 0 | 0 | 0 | 0 | 0 | 0 | 0 | 0
Total Debt Service |  |  |  | 6360.0086 | 11129.2172 | 11080.3356 | 17686.7892 | 0 | 0 | 0 | 0 | 0 | 0 | 0 | 0 | 0 | 0 | 0 | 0 | 0 | 0 | 0 | 0 | 0 | 0 | 0 | 0 | 0
Ending Balance |  |  |  | 34702.0088 | 25908.2368 | 16571.5255 | 0 | 0 | 0 | 0 | 0 | 0 | 0 | 0 | 0 | 0 | 0 | 0 | 0 | 0 | 0 | 0 | 0 | 0 | 0 | 0 | 0 | 0
Average Life (years) |  |  |  | 1 2000: 2.9534
Tranche B
Beginning Balance |  |  |  | 84756.0448 | 84756.0448 | 84756.0448 | 84756.0448 | 84756.0448 | 73635.919 | 61126.2446 | 47770.808 | 33194.2882 | 17307.96 | 0 | 0 | 0 | 0 | 0 | 0 | 0 | 0 | 0 | 0 | 0 | 0 | 0 | 0 | 0
Interest |  |  |  | 3742.6857 | 6416.0326 | 6416.0326 | 6416.0326 | 6416.0326 | 5574.2391 | 4627.2567 | 3616.2502 | 2512.8076 | 1310.2126 | 0 | 0 | 0 | 0 | 0 | 0 | 0 | 0 | 0 | 0 | 0 | 0 | 0 | 0 | 0
Principal |  |  |  | 0 | 0 | 0 | 0 | 11120.1258 | 12509.6744 | 13355.4366 | 14576.5199 | 15886.3282 | 17307.96 | 0 | 0 | 0 | 0 | 0 | 0 | 0 | 0 | 0 | 0 | 0 | 0 | 0 | 0 | 0
Total Debt Service |  |  |  | 3742.6857 | 6416.0326 | 6416.0326 | 6416.0326 | 17536.1584 | 18083.9135 | 17982.6933 | 18192.7701 | 18399.1358 | 18618.1725 | 0 | 0 | 0 | 0 | 0 | 0 | 0 | 0 | 0 | 0 | 0 | 0 | 0 | 0 | 0
Ending Balance |  |  |  | 84756.0448 | 84756.0448 | 84756.0448 | 84756.0448 | 73635.919 | 61126.2446 | 47770.808 | 33194.2882 | 17307.96 | 0 | 0 | 0 | 0 | 0 | 0 | 0 | 0 | 0 | 0 | 0 | 0 | 0 | 0 | 0 | 0
Average Life (years) |  |  |  | 1 2000: 7.7495
Tranche C
Beginning Balance |  |  |  | 129657.7027 | 129657.7027 | 129657.7027 | 129657.7027 | 129657.7027 | 129657.7027 | 129657.7027 | 129657.7027 | 129657.7027 | 129657.7027 | 129657.7027 | 121447.8431 | 112373.7409 | 102370.191 | 91350.3633 | 79254.4407 | 66001.4735 | 51504.4721 | 35653.1475 | 18362.4167 | 0 | 0 | 0 | 0 | 0
Interest |  |  |  | 0 | 0 | 0 | 0 | 0 | 0 | 0 | 0 | 0 | 0 | 10606.0001 | 9934.4336 | 9192.172 | 8373.8816 | 7472.4597 | 6483.0133 | 5398.9205 | 4213.0658 | 2916.4275 | 1502.0457 | 0 | 0 | 0 | 0 | 0
Principal |  |  |  | 0 | 0 | 0 | 0 | 0 | 0 | 0 | 0 | 0 | 0 | 8209.8596 | 9074.1022 | 10003.5499 | 11019.8277 | 12095.9226 | 13252.9672 | 14497.0014 | 15851.3245 | 17290.7308 | 18362.4167 | 0 | 0 | 0 | 0 | 0
Total Debt Service |  |  |  | 0 | 0 | 0 | 0 | 0 | 0 | 0 | 0 | 0 | 0 | 18815.8597 | 19008.5357 | 19195.7219 | 19393.7093 | 19568.3823 | 19735.9805 | 19895.922 | 20064.3904 | 20207.1582 | 19864.4624 | 0 | 0 | 0 | 0 | 0
Ending Balance |  |  |  | 129657.7027 | 129657.7027 | 129657.7027 | 129657.7027 | 129657.7027 | 129657.7027 | 129657.7027 | 129657.7027 | 129657.7027 | 129657.7027 | 121447.8431 | 112373.7409 | 102370.191 | 91350.3633 | 79254.4407 | 66001.4735 | 51504.4721 | 35653.1475 | 18362.4167 | -1.2733e-10 | 0 | 0 | 0 | 0 | 0
Average Life (years) |  |  |  | 1 2000: 16.2316
TOTAL ANNUAL DEBT AMORTIZATION
Beginning Balance |  |  |  | 182797 | 175403.75 | 168010.5 | 157896.75 | 145062.5 | 137645.22 | 130227.94 | 121822.52 | 113417.1 | 99570.68 | 82015.62 | 78063.06 | 73122.36 | 68181.66 | 63240.96 | 58300.26 | 53359.56 | 43478.16 | 31620.48 | 16798.38 | 0 | 0 | 0 | 0 | 0
Interest |  |  |  | 14192.0851 | 13694.5194 | 13196.9536 | 12493.4461 | 11583.9966 | 11010.4532 | 10436.9098 | 9782.5366 | 9128.1633 | 8061.9064 | 6708.8777 | 6385.5583 | 5981.409 | 5577.2598 | 5173.1105 | 4768.9613 | 4364.812 | 3556.5135 | 2586.5553 | 1374.1075 | 0 | 0 | 0 | 0 | 0
Principal |  |  |  | 7393.25 | 7393.25 | 10113.75 | 12834.25 | 7417.28 | 7417.28 | 8405.42 | 8405.42 | 13846.42 | 17555.06 | 3952.56 | 4940.7 | 4940.7 | 4940.7 | 4940.7 | 4940.7 | 9881.4 | 11857.68 | 14822.1 | 16798.38 | 0 | 0 | 0 | 0 | 0
Total Debt Service |  |  |  | 21585.3351 | 21087.7694 | 23310.7036 | 25327.6961 | 19001.2766 | 18427.7332 | 18842.3298 | 18187.9566 | 22974.5833 | 25616.9664 | 10661.4377 | 11326.2583 | 10922.109 | 10517.9598 | 10113.8105 | 9709.6613 | 14246.212 | 15414.1935 | 17408.6553 | 18172.4875 | 0 | 0 | 0 | 0 | 0
Ending Balance |  |  |  | 175403.75 | 168010.5 | 157896.75 | 145062.5 | 137645.22 | 130227.94 | 121822.52 | 113417.1 | 99570.68 | 82015.62 | 78063.06 | 73122.36 | 68181.66 | 63240.96 | 58300.26 | 53359.56 | 43478.16 | 31620.48 | 16798.38 | 0 | 0 | 0 | 0 | 0 | 0
Average Life (years) |  |  |  | 1 2000: 10.9413
Check |  |  |  | 10102.6943 | 17545.2498 | 17496.3682 | 24102.8217 | 17536.1584 | 18083.9135 | 17982.6933 | 18192.7701 | 18399.1358 | 18618.1725 | 18815.8597 | 19008.5357 | 19195.7219 | 19393.7093 | 19568.3823 | 19735.9805 | 19895.922 | 20064.3904 | 20207.1582 | 19864.4624 | 0 | 0 | 0 | 0 | 0
ALTERNATE DEBT STRUCTURE
TRANCHE 1
Beginning Prinipal | 29573
Interest Rate | 6.73%
Term | 4 |  |  | 1 | 2 | 3 | 4 | 5 | 6 | 7 | 8 | 9 | 10 | 11 | 12 | 13 | 14 | 15 | 16 | 17 | 18 | 19 | 20 | 21 | 22 | 23 | 24 | 25
|  | Project Period |  | 2000 | 2001 | 2002 | 2003 | 2004 | 2005 | 2006 | 2007 | 2008 | 2009 | 2010 | 2011 | 2012 | 2013 | 2014 | 2015 | 2016 | 2017 | 2018 | 2019 | 2020 | 2021 | 2022 | 2023 | 2024
Beginning Balance |  | 29573 |  | 29573 | 22179.75 | 14786.5 | 7393.25 | 0 | 0 | 0 | 0 | 0 | 0 | 0 | 0 | 0 | 0 | 0 | 0 | 0 | 0 | 0 | 0 | 0 | 0 | 0 | 0 | 0
Interests |  |  |  | 1990.2629 | 1492.6972 | 995.1314 | 497.5657 | 0 | 0 | 0 | 0 | 0 | 0 | 0 | 0 | 0 | 0 | 0 | 0 | 0 | 0 | 0 | 0 | 0 | 0 | 0 | 0 | 0
Principal Payments |  |  |  | 7393.25 | 7393.25 | 7393.25 | 7393.25 | 0 | 0 | 0 | 0 | 0 | 0 | 0 | 0 | 0 | 0 | 0 | 0 | 0 | 0 | 0 | 0 | 0 | 0 | 0 | 0 | 0
Debt Service |  |  |  | 9383.5129 | 8885.9472 | 8388.3815 | 7890.8157 | 0 | 0 | 0 | 0 | 0 | 0 | 0 | 0 | 0 | 0 | 0 | 0 | 0 | 0 | 0 | 0 | 0 | 0 | 0 | 0 | 0
Ending Balance |  |  |  | 22179.75 | 14786.5 | 7393.25 | 0 | 0 | 0 | 0 | 0 | 0 | 0 | 0 | 0 | 0 | 0 | 0 | 0 | 0 | 0 | 0 | 0 | 0 | 0 | 0 | 0 | 0
Average Life (years) |  | 2.5
|  | Percentage of Principal Repaid | 100% | 25% | 25% | 25% | 25% | 0% | 0% | 0% | 0% | 0% | 0% | 0% | 0% | 0% | 0% | 0% | 0% | 0% | 0% | 0% | 0% | 0% | 0% | 0% | 0% | 0%
TRANCHE 2
Beginning Prinipal | 54410
Interest Rate | 7.57%
Term | 10 |  |  | 1 | 2 | 3 | 4 | 5 | 6 | 7 | 8 | 9 | 10 | 11 | 12 | 13 | 14 | 15 | 16 | 17 | 18 | 19 | 20 | 21 | 22 | 23 | 24 | 25
|  | Project Period |  | 2000 | 2001 | 2002 | 2003 | 2004 | 2005 | 2006 | 2007 | 2008 | 2009 | 2010 | 2011 | 2012 | 2013 | 2014 | 2015 | 2016 | 2017 | 2018 | 2019 | 2020 | 2021 | 2022 | 2023 | 2024
Beginning Balance |  | 54410 |  | 54410 | 54410 | 54410 | 51689.5 | 46248.5 | 40807.5 | 35366.5 | 29925.5 | 24484.5 | 13602.5 | 0 | 0 | 0 | 0 | 0 | 0 | 0 | 0 | 0 | 0 | 0 | 0 | 0 | 0 | 0
Interests |  |  |  | 4118.837 | 4118.837 | 4118.837 | 3912.8951 | 3501.0114 | 3089.1278 | 2677.244 | 2265.3603 | 1853.4767 | 1029.7093 | 0 | 0 | 0 | 0 | 0 | 0 | 0 | 0 | 0 | 0 | 0 | 0 | 0 | 0 | 0
Principal Payments |  |  |  | 0 | 0 | 2720.5 | 5441 | 5441 | 5441 | 5441 | 5441 | 10882 | 13602.5 | 0 | 0 | 0 | 0 | 0 | 0 | 0 | 0 | 0 | 0 | 0 | 0 | 0 | 0 | 0
Debt Service |  |  |  | 4118.837 | 4118.837 | 6839.337 | 9353.8952 | 8942.0114 | 8530.1277 | 8118.2441 | 7706.3603 | 12735.4767 | 14632.2092 | 0 | 0 | 0 | 0 | 0 | 0 | 0 | 0 | 0 | 0 | 0 | 0 | 0 | 0 | 0
Ending Balance |  |  |  | 54410 | 54410 | 51689.5 | 46248.5 | 40807.5 | 35366.5 | 29925.5 | 24484.5 | 13602.5 | 0 | 0 | 0 | 0 | 0 | 0 | 0 | 0 | 0 | 0 | 0 | 0 | 0 | 0 | 0 | 0
Average Life (years) |  | 7.45
|  | Percentage of Principal Repaid | 100% | 0% | 0% | 5% | 10% | 10% | 10% | 10% | 10% | 20% | 25% | 0% | 0% | 0% | 0% | 0% | 0% | 0% | 0% | 0% | 0% | 0% | 0% | 0% | 0% | 0%
TRANCHE 3
Beginning Prinipal | 98814
Interest Rate | 8.18%
Term | 20 |  |  | 1 | 2 | 3 | 4 | 5 | 6 | 7 | 8 | 9 | 10 | 11 | 12 | 13 | 14 | 15 | 16 | 17 | 18 | 19 | 20 | 21 | 22 | 23 | 24 | 25
|  | Project Period |  | 2000 | 2001 | 2002 | 2003 | 2004 | 2005 | 2006 | 2007 | 2008 | 2009 | 2010 | 2011 | 2012 | 2013 | 2014 | 2015 | 2016 | 2017 | 2018 | 2019 | 2020 | 2021 | 2022 | 2023 | 2024
Tranche A
Beginning Balance |  | 98814 |  | 98814 | 98814 | 98814 | 98814 | 98814 | 96837.72 | 94861.44 | 91897.02 | 88932.6 | 85968.18 | 82015.62 | 78063.06 | 73122.36 | 68181.66 | 63240.96 | 58300.26 | 53359.56 | 43478.16 | 31620.48 | 16798.38 | 0 | 0 | 0 | 0 | 0
Interests |  |  |  | 8082.9852 | 8082.9852 | 8082.9852 | 8082.9852 | 8082.9852 | 7921.3255 | 7759.6658 | 7517.1762 | 7274.6867 | 7032.1971 | 6708.8777 | 6385.5583 | 5981.409 | 5577.2598 | 5173.1105 | 4768.9613 | 4364.812 | 3556.5135 | 2586.5553 | 1374.1075 | 0 | 0 | 0 | 0 | 0
Principal Payments |  |  |  | 0 | 0 | 0 | 0 | 1976.28 | 1976.28 | 2964.42 | 2964.42 | 2964.42 | 3952.56 | 3952.56 | 4940.7 | 4940.7 | 4940.7 | 4940.7 | 4940.7 | 9881.4 | 11857.68 | 14822.1 | 16798.38 | 0 | 0 | 0 | 0 | 0
Debt Service |  |  |  | 8082.9852 | 8082.9852 | 8082.9852 | 8082.9852 | 10059.2652 | 9897.6055 | 10724.0858 | 10481.5962 | 10239.1067 | 10984.7571 | 10661.4377 | 11326.2583 | 10922.109 | 10517.9598 | 10113.8105 | 9709.6613 | 14246.212 | 15414.1935 | 17408.6553 | 18172.4875 | 0 | 0 | 0 | 0 | 0
Ending Balance |  |  |  | 98814 | 98814 | 98814 | 98814 | 96837.72 | 94861.44 | 91897.02 | 88932.6 | 85968.18 | 82015.62 | 78063.06 | 73122.36 | 68181.66 | 63240.96 | 58300.26 | 53359.56 | 43478.16 | 31620.48 | 16798.38 | 0 | 0 | 0 | 0 | 0 | 0
Average Life (years) |  | 15.39
|  | Percentage of Principal Repaid | 100% | 0% | 0% | 0% | 0% | 2% | 2% | 3% | 3% | 3% | 4% | 4% | 5% | 5% | 5% | 5% | 5% | 10% | 12% | 15% | 17% | 0% | 0% | 0% | 0% | 0%

## Returns Summary
WILTON CENTER, Will County, IL
Returns Summary
|  | 1 | 2 | 3 | 4 | 5 | 6 | 7 | 8 | 9 | 10 | 11 | 12 | 13 | 14 | 15 | 16 | 17 | 18 | 19 | 20 | 21 | 22 | 23 | 24 | 25
|  | 2000 | 2001 | 2002 | 2003 | 2004 | 2005 | 2006 | 2007 | 2008 | 2009 | 2010 | 2011 | 2012 | 2013 | 2014 | 2015 | 2016 | 2017 | 2018 | 2019 | 2020 | 2021 | 2022 | 2023 | 2024
Equity Returns Analysis
Date of Cashflow | 2000-06-01 | 2000-12-31 | 2001-12-31 | 2002-12-31 | 2003-12-31 | 2004-12-31 | 2005-12-31 | 2006-12-31 | 2007-12-31 | 2008-12-31 | 2009-12-31 | 2010-12-31 | 2011-12-31 | 2012-12-31 | 2013-12-31 | 2014-12-31 | 2015-12-31 | 2016-12-31 | 2017-12-31 | 2018-12-31 | 2019-12-31 | 2020-12-31 | 2021-12-31 | 2022-12-31 | 2023-12-31 | 2024-12-31
Pretax Cashflow | -72751.789 | -6468.4252 | 5559.0788 | 3261.9056 | 11278.4645 | 25387.1243 | 27305.1884 | 26676.3626 | 27862.4926 | 23598.2292 | 21468.2986 | 36966.2072 | 36789.0977 | 37667.0621 | 38530.3826 | 39418.6573 | 40247.0393 | 36115.3405 | 35331.8103 | 33740.714 | 32109.4331 | 19522.8981 | 0 | 0 | 0 | 0
Pre-Tax XIRR |  | #VALUE! | -82.87% | -66.24% | -36.96% | -13.42% | -1.883% | 4.697% | 9.11% | 11.68% | 13.39% | 15.49% | 16.96% | 18.05% | 18.87% | 19.5% | 20% | 20.34% | 20.6% | 20.8% | 20.95% | 21.02% | 21.02% | 21.02% | 21.02% | 21.02%
Pre-Tax XNPV |  | -78806.2684 | -74160.4412 | -71726.4803 | -64212.429 | -49115.6316 | -34617.9529 | -21971.6995 | -10178.3488 | -1262.888 | 5978.8696 | 17112.4085 | 27005.4413 | 36046.498 | 44303.887 | 51846.5244 | 58722.5473 | 64229.8916 | 69040.4819 | 73142.2277 | 76627.4387 | 78518.8582 | 78518.8582 | 78518.8582 | 78518.8582 | 78518.8582
After-Tax Cashflow | -72751.789 | -6468.4252 | 5559.0788 | 3261.9056 | 11278.4645 | 25387.1243 | 24618.6983 | 18637.6261 | 19363.2152 | 14622.2144 | 11859.3645 | 26612.114 | 26123.2544 | 26642.9953 | 27157.1699 | 27699.7852 | 25260.9959 | 17869.8134 | 16596.5013 | 14477.3026 | 12709.1709 | 11778.7501 | 0 | 0 | 0 | 0
After-Tax XIRR |  | #VALUE! | -82.87% | -66.24% | -36.96% | -13.42% | -2.73% | 2.38% | 6.098% | 8.162% | 9.47% | 11.65% | 13.18% | 14.33% | 15.21% | 15.9% | 16.39% | 16.67% | 16.88% | 17.03% | 17.14% | 17.22% | 17.22% | 17.22% | 17.22% | 17.22%
After-Tax XNPV |  | -78806.2684 | -74160.4412 | -71726.4803 | -64212.429 | -49115.6316 | -36044.3438 | -27208.9509 | -19013.0874 | -13488.7839 | -9488.3437 | -1473.2665 | 5551.5922 | 11946.5914 | 17766.6041 | 23066.8717 | 27382.5976 | 30107.6228 | 32367.3137 | 34127.2709 | 35506.7454 | 36647.8955 | 36647.8955 | 36647.8955 | 36647.8955 | 36647.8955
Unlevered Pre-tax Cash Flow | -255548.789 | 29308.995 | 40341.3676 | 39769.5629 | 49099.6066 | 55972.3976 | 56743.3749 | 55955.6023 | 55832.9858 | 55700.9758 | 55147.1713 | 54336.5226 | 54500.9144 | 54570.5802 | 54625.6022 | 54705.5783 | 54725.6618 | 54726.3645 | 54302.5173 | 53735.9245 | 51656.028 | 19522.8981 | 0 | 0 | 0 | 0
Pre-tax Unlevered XIRR |  | -97.55% | -63.89% | -37.27% | -18.13% | -5.801% | 1.759% | 6.611% | 9.923% | 12.26% | 13.95% | 15.18% | 16.12% | 16.84% | 17.4% | 17.84% | 18.19% | 18.47% | 18.69% | 18.87% | 19% | 19.05% | 19.05% | 19.05% | 19.05% | 19.05%
Pre-tax Unlevered XNPV |  | -228115.418 | -194401.3744 | -164726.2176 | -132014.5869 | -98729.8426 | -68601.9707 | -42075.5384 | -18443.1236 | 2600.8227 | 21203.2493 | 37568.4063 | 52224.3606 | 65322.6933 | 77029.4248 | 87497.1669 | 96846.7964 | 105192.1955 | 112585.7359 | 119118.2325 | 124725.0633 | 126616.4829 | 126616.4829 | 126616.4829 | 126616.4829 | 126616.4829
Discount Rate | 2000-06-01: 12%
NPV | 2000-06-01: 978.044; 2002-12-31: 39769.5629
IRR
Debt Amounts and Annual Balances
Debt Payment, P+I ($MM) |  | 21585.3351 | 21087.7694 | 23310.7036 | 25327.6961 | 19001.2766 | 18427.7332 | 18842.3298 | 18187.9566 | 22974.5833 | 25616.9664 | 10661.4377 | 11326.2583 | 10922.109 | 10517.9598 | 10113.8105 | 9709.6613 | 14246.212 | 15414.1935 | 17408.6553 | 18172.4875 | 0 | 0 | 0 | 0 | 0
Debt Service Coverage Ratio (EWG) |  | 0.70205 | 1.248 | 1.1259 | 1.4275 | 2.3072 | 2.4534 | 2.3859 | 2.5007 | 2.0021 | 1.817 | 4.4121 | 4.1957 | 4.3938 | 4.6097 | 4.837 | 5.0815 | 3.4914 | 3.2542 | 2.9019 | 2.7328 | N/A | N/A | N/A | N/A | N/A
Remaining Debt Outstanding | 182797 | 100% | 100% | 100% | 100% | 100% | 100% | 100% | 100% | 100% | 100% | 100% | 100% | 100% | 100% | 100% | 100% | 100% | 100% | 100% | 100% | 100% | 100% | 100% | 100% | 100%
Debt Reserve | 0 | 0 | 0 | 0 | 0 | 0 | 0 | 0 | 0 | 0 | 0 | 0 | 0 | 0 | 0 | 0 | 0 | 0 | 0 | 0 | 0 | 0 | 0 | 0 | 0 | 0
Debt Reserve Interest Income @ 0% |  | 0 | 0 | 0 | 0 | 0 | 0 | 0 | 0 | 0 | 0 | 0 | 0 | 0 | 0 | 0 | 0 | 0 | 0 | 0 | 0 | 0 | 0 | 0 | 0 | 0
Tranche A | 2000-06-01: 29573
Debt Service, P+I ($MM) |  | 9383.5129 | 8885.9472 | 8388.3815 | 7890.8157 | 0 | 0 | 0 | 0 | 0 | 0 | 0 | 0 | 0 | 0 | 0 | 0 | 0 | 0 | 0 | 0 | 0 | 0 | 0 | 0 | 0
Min DSCR |  | 1.615 | 2.9617 | 3.1287 | 4.5818 | N/A | N/A | N/A | N/A | N/A | N/A | N/A | N/A | N/A | N/A | N/A | N/A | N/A | N/A | N/A | N/A | N/A | N/A | N/A | N/A | N/A
Remaining Debt Outstanding |  | 75% | 50% | 25% | 0% | 0% | 0% | 0% | 0% | 0% | 0% | 0% | 0% | 0% | 0% | 0% | 0% | 0% | 0% | 0% | 0% | 0% | 0% | 0% | 0% | 0%
Tranche B | 2000-06-01: 54410
Debt Service, P+I ($MM) |  | 4118.837 | 4118.837 | 6839.337 | 9353.8952 | 8942.0114 | 8530.1277 | 8118.2441 | 7706.3603 | 12735.4767 | 14632.2092 | 0 | 0 | 0 | 0 | 0 | 0 | 0 | 0 | 0 | 0 | 0 | 0 | 0 | 0 | 0
Min DSCR |  | 3.6792 | 6.3896 | 3.8373 | 3.8652 | 4.9027 | 5.3 | 5.5377 | 5.9019 | 3.6118 | 3.181 | N/A | N/A | N/A | N/A | N/A | N/A | N/A | N/A | N/A | N/A | N/A | N/A | N/A | N/A | N/A
Remaining Debt Outstanding |  | 100% | 100% | 95% | 85% | 75% | 65% | 55% | 45% | 25% | 0% | 0% | 0% | 0% | 0% | 0% | 0% | 0% | 0% | 0% | 0% | 0% | 0% | 0% | 0% | 0%
Tranche C | 2000-06-01: 98814
Debt Service, P+I ($MM) |  | 8082.9852 | 8082.9852 | 8082.9852 | 8082.9852 | 10059.2652 | 9897.6055 | 10724.0858 | 10481.5962 | 10239.1067 | 10984.7571 | 10661.4377 | 11326.2583 | 10922.109 | 10517.9598 | 10113.8105 | 9709.6613 | 14246.212 | 15414.1935 | 17408.6553 | 18172.4875 | 0 | 0 | 0 | 0 | 0
Min DSCR |  | 1.8748 | 3.256 | 3.2469 | 4.4729 | 4.3582 | 4.5677 | 4.1921 | 4.3392 | 4.4924 | 4.2373 | 4.4121 | 4.1957 | 4.3938 | 4.6097 | 4.837 | 5.0815 | 3.4914 | 3.2542 | 2.9019 | 2.7328 | N/A | N/A | N/A | N/A | N/A
Remaining Debt Outstanding |  | 100% | 100% | 100% | 100% | 98% | 96% | 93% | 90% | 87% | 83% | 79% | 74% | 69% | 64% | 59% | 54% | 44% | 32% | 17% | 0% | 0% | 0% | 0% | 0% | 0%

## Book Income Statement
WILTON CENTER, Will County, IL
Income Statement
|  |  | 1 | 2 | 3 | 4 | 5 | 6 | 7 | 8 | 9 | 10 | 11 | 12 | 13 | 14 | 15 | 16 | 17 | 18 | 19 | 20 | 21 | 22 | 23 | 24 | 25
|  |  | 2000 | 2001 | 2002 | 2003 | 2004 | 2005 | 2006 | 2007 | 2008 | 2009 | 2010 | 2011 | 2012 | 2013 | 2014 | 2015 | 2016 | 2017 | 2018 | 2019 | 2020 | 2021 | 2022 | 2023 | 2024
| Months of Operation |  | 7 | 12 | 12 | 12 | 12 | 12 | 12 | 12 | 12 | 12 | 12 | 12 | 12 | 12 | 12 | 12 | 12 | 12 | 12 | 12 | 5 | 0 | 0 | 0 | 0
| Months of Year Under PPA |  | 7 | 12 | 12 | 5 | 0 | 0 | 0 | 0 | 0 | 0 | 0 | 0 | 0 | 0 | 0 | 0 | 0 | 0 | 0 | 0 | 0 | 0 | 0 | 0 | 0
| Months of Year Merchant |  | 0 | 0 | 0 | 7 | 12 | 12 | 12 | 12 | 12 | 12 | 12 | 12 | 12 | 12 | 12 | 12 | 12 | 12 | 12 | 12 | 5 | 0 | 0 | 0 | 0
REVENUES
| Energy Revenues |  | 21838.752 | 21838.752 | 21838.752 | 22886.8124 | 23440.0929 | 23440.0929 | 23440.0929 | 23440.0929 | 23440.0929 | 23440.0929 | 23440.0929 | 23440.0929 | 23440.0929 | 23440.0929 | 23440.0929 | 23440.0929 | 23440.0929 | 23440.0929 | 23440.0929 | 23440.0929 | 9880.6503 | 0 | 0 | 0 | 0
1 | Capacity Revenues |  | 17024 | 29184 | 29184 | 40271.0741 | 48872.4925 | 50338.6673 | 50228.5514 | 50900.9659 | 51568.5196 | 52230.3156 | 52885.4076 | 53532.798 | 54171.4349 | 54800.2105 | 55417.9583 | 56023.4508 | 56615.3967 | 57192.4382 | 57753.1484 | 57106.3131 | 23997.5401 | 0 | 0 | 0 | 0
| Variable Energy Payment |  | 648.3644 | 667.8153 | 687.8498 | 742.4861 | 783.2485 | 806.746 | 830.9483 | 855.8768 | 881.5531 | 907.9997 | 935.2397 | 963.2969 | 992.1958 | 1021.9616 | 1052.6205 | 1084.1991 | 1116.7251 | 1150.2268 | 1184.7336 | 1220.2756 | 529.8115 | 0 | 0 | 0 | 0
| Block Payment |  | 1853.0112 | 1908.6015 | 1965.8596 | 1237.3994 | 695.1935 | 716.0493 | 737.5308 | 759.6567 | 782.4464 | 805.9198 | 830.0974 | 855.0003 | 880.6503 | 907.0698 | 934.2819 | 962.3104 | 991.1797 | 1020.9151 | 1051.5425 | 1083.0888 | 1115.5814 | 0 | 0 | 0 | 0
| Energy Margin |  | 0 | 0 | 0 | 5.3294 | 15.662 | 15.662 | 15.662 | 15.662 | 15.662 | 15.662 | 15.662 | 15.662 | 15.662 | 15.662 | 15.662 | 15.662 | 15.662 | 15.662 | 15.662 | 15.662 | 2.7191 | 0 | 0 | 0 | 0
| Ancillary Services |  | 0 | 0 | 0 | 0 | 0 | 0 | 0 | 0 | 0 | 0 | 0 | 0 | 0 | 0 | 0 | 0 | 0 | 0 | 0 | 0 | 0 | 0 | 0 | 0 | 0
| Fees |  | 0 | 0 | 0 | 0 | 0 | 0 | 0 | 0 | 0 | 0 | 0 | 0 | 0 | 0 | 0 | 0 | 0 | 0 | 0 | 0 | 0 | 0 | 0 | 0 | 0
| Total Revenue |  | 41364.1276 | 53599.1689 | 53676.4614 | 65143.1014 | 73806.6893 | 75317.2173 | 75252.7853 | 75972.2542 | 76688.2738 | 77399.9898 | 78106.4995 | 78806.85 | 79500.0358 | 80184.9967 | 80860.6155 | 81525.7151 | 82179.0563 | 82819.3349 | 83445.1794 | 82865.4324 | 35526.3024 | 0 | 0 | 0 | 0
EXPENSES
Variable Expenses:
| Fuel Expense |  | 21838.752 | 21838.752 | 21838.752 | 22886.8124 | 23440.0929 | 23440.0929 | 23440.0929 | 23440.0929 | 23440.0929 | 23440.0929 | 23440.0929 | 23440.0929 | 23440.0929 | 23440.0929 | 23440.0929 | 23440.0929 | 23440.0929 | 23440.0929 | 23440.0929 | 23440.0929 | 9880.6503 | 0 | 0 | 0 | 0
3 | Water Treatment |  | 61.8 | 63.654 | 65.5636 | 70.7714 | 74.6567 | 76.8964 | 79.2033 | 81.5794 | 84.0268 | 86.5476 | 89.144 | 91.8183 | 94.5729 | 97.4101 | 100.3324 | 103.3424 | 106.4426 | 109.6359 | 112.925 | 116.3127 | 50.4999 | 0 | 0 | 0 | 0
3 | FERC Fee |  | 37.5744 | 38.7016 | 39.8627 | 43.029 | 45.3913 | 46.753 | 48.1556 | 49.6003 | 51.0883 | 52.6209 | 54.1996 | 55.8256 | 57.5003 | 59.2253 | 61.0021 | 62.8322 | 64.7171 | 66.6586 | 68.6584 | 70.7181 | 30.704 | 0 | 0 | 0 | 0
3 | Variable Maintenance |  | 548.99 | 565.4597 | 582.4235 | 628.6857 | 663.2005 | 683.0965 | 703.5894 | 724.6971 | 746.438 | 768.8311 | 791.8961 | 815.653 | 840.1225 | 865.3262 | 891.286 | 918.0246 | 945.5653 | 973.9323 | 1003.1503 | 1033.2448 | 448.6076 | 0 | 0 | 0 | 0
| Total Variable Costs | 926.7181 | 648.3644 | 667.8153 | 687.8498 | 742.4861 | 783.2485 | 806.746 | 830.9483 | 855.8768 | 881.5531 | 907.9997 | 935.2397 | 963.2969 | 992.1958 | 1021.9616 | 1052.6205 | 1084.1991 | 1116.7251 | 1150.2268 | 1184.7336 | 1220.2756 | 529.8115 | 0 | 0 | 0 | 0
| Total Variable Expenses |  | 22487.1164 | 22506.5673 | 22526.6018 | 23629.2985 | 24223.3414 | 24246.8388 | 24271.0412 | 24295.9696 | 24321.6459 | 24348.0925 | 24375.3325 | 24403.3897 | 24432.2886 | 24462.0545 | 24492.7133 | 24524.292 | 24556.8179 | 24590.3197 | 24624.8265 | 24660.3685 | 10410.4617 | 0 | 0 | 0 | 0
Per Start Expenses:
5 | Major Maintenance Accrual | 2489.5552 | 1853.0112 | 1908.6015 | 1965.8596 | 2024.8354 | 2085.5804 | 2148.1478 | 2212.5923 | 2278.97 | 2347.3391 | 2417.7593 | 2490.2921 | 2565.0009 | 2641.9509 | 2721.2094 | 2802.8457 | 2886.9311 | 2973.539 | 3062.7452 | 3154.6275 | 3249.2664 | 3346.7443 | 0 | 0 | 0 | 0
4 | Start-Up Fuel |  | 0 | 0 | 0 | 0 | 0 | 0 | 0 | 0 | 0 | 0 | 0 | 0 | 0 | 0 | 0 | 0 | 0 | 0 | 0 | 0 | 0 | 0 | 0 | 0 | 0
| Total Per Start Expenses |  | 1853.0112 | 1908.6015 | 1965.8596 | 2024.8354 | 2085.5804 | 2148.1478 | 2212.5923 | 2278.97 | 2347.3391 | 2417.7593 | 2490.2921 | 2565.0009 | 2641.9509 | 2721.2094 | 2802.8457 | 2886.9311 | 2973.539 | 3062.7452 | 3154.6275 | 3249.2664 | 3346.7443 | 0 | 0 | 0 | 0
Fixed Expenses:
2 | Payroll & Burden | 990.44 | 436.8058 | 771.2743 | 794.4125 | 818.2449 | 842.7923 | 868.076 | 894.1183 | 920.9418 | 948.5701 | 977.0272 | 1006.338 | 1036.5282 | 1067.624 | 1099.6527 | 1132.6423 | 1166.6216 | 1201.6202 | 1237.6688 | 1274.7989 | 1313.0429 | 563.5142 | 0 | 0 | 0 | 0
2 | Other O&M Expenses | 367.8388 | 162.225 | 286.443 | 295.0363 | 303.8874 | 313.004 | 322.3941 | 332.0659 | 342.0279 | 352.2888 | 362.8574 | 373.7431 | 384.9554 | 396.5041 | 408.3992 | 420.6512 | 433.2707 | 446.2689 | 459.6569 | 473.4466 | 487.65 | 209.2831 | 0 | 0 | 0 | 0
12 | Admin Fee | 286.6154 | 126.4037 | 223.1928 | 229.8886 | 236.7852 | 243.8888 | 251.2055 | 258.7416 | 266.5039 | 274.499 | 282.734 | 291.216 | 299.9525 | 308.951 | 318.2196 | 327.7662 | 337.5991 | 347.7271 | 358.1589 | 368.9037 | 379.9708 | 163.0708 | 0 | 0 | 0 | 0
| Marketing Fee | 585.0311 | 0 | 0 | 0 | 319.7652 | 564.6139 | 581.5524 | 598.9989 | 616.9689 | 635.478 | 654.5423 | 674.1786 | 694.4039 | 715.2361 | 736.6931 | 758.7939 | 781.5577 | 805.0045 | 829.1546 | 854.0293 | 879.6501 | 377.5165 | 0 | 0 | 0 | 0
9 | O&M Fee | 340.5915 | 150.2083 | 265.225 | 273.1818 | 281.3772 | 289.8185 | 298.5131 | 307.4685 | 316.6925 | 326.1933 | 335.9791 | 346.0585 | 356.4402 | 367.1334 | 378.1474 | 389.4919 | 401.1766 | 413.2119 | 425.6083 | 438.3765 | 451.5278 | 193.7807 | 0 | 0 | 0 | 0
| Total Fixed Expenses | 2570.5168 | 875.6429 | 1546.1351 | 1592.5192 | 1960.0599 | 2254.1175 | 2321.741 | 2391.3933 | 2463.1351 | 2537.0291 | 2613.14 | 2691.5342 | 2772.2802 | 2855.4486 | 2941.1121 | 3029.3455 | 3120.2258 | 3213.8326 | 3310.2476 | 3409.555 | 3511.8416 | 1507.1654 | 0 | 0 | 0 | 0
Total Fixed G&A:
6 | Total Insurance | 396.4485 | 174.8425 | 308.7219 | 317.9836 | 327.5231 | 337.3488 | 347.4692 | 357.8933 | 368.6301 | 379.689 | 391.0797 | 402.8121 | 414.8964 | 427.3433 | 440.1636 | 453.3685 | 466.9696 | 480.9787 | 495.408 | 510.2703 | 525.5784 | 225.5607 | 0 | 0 | 0 | 0
| Utilities: Start Up Power | 89.1183 | 66.332 | 68.322 | 70.3716 | 72.4828 | 74.6573 | 76.897 | 79.2039 | 81.58 | 84.0274 | 86.5482 | 89.1447 | 91.819 | 94.5736 | 97.4108 | 100.3331 | 103.3431 | 106.4434 | 109.6367 | 112.9258 | 116.3136 | 119.803 | 0 | 0 | 0 | 0
7 | Utilities: Facility Load | 389.6367 | 171.8383 | 303.4174 | 312.5199 | 321.8955 | 331.5524 | 341.499 | 351.7439 | 362.2962 | 373.1651 | 384.3601 | 395.8909 | 407.7676 | 420.0006 | 432.6007 | 445.5787 | 458.946 | 472.7144 | 486.8959 | 501.5027 | 516.5478 | 221.6851 | 0 | 0 | 0 | 0
7 | Interconnection Fees | 136.2366 | 60.0833 | 106.09 | 109.2727 | 112.5509 | 115.9274 | 119.4052 | 122.9874 | 126.677 | 130.4773 | 134.3916 | 138.4234 | 142.5761 | 146.8534 | 151.259 | 155.7967 | 160.4706 | 165.2848 | 170.2433 | 175.3506 | 180.6111 | 77.5123 | 0 | 0 | 0 | 0
7 | Gas Pipeline Metering | 40.871 | 18.025 | 31.827 | 32.7818 | 33.7653 | 34.7782 | 35.8216 | 36.8962 | 38.0031 | 39.1432 | 40.3175 | 41.527 | 42.7728 | 44.056 | 45.3777 | 46.739 | 48.1412 | 49.5854 | 51.073 | 52.6052 | 54.1833 | 23.2537 | 0 | 0 | 0 | 0
7 | Miscellaneous | 102.1774 | 45.0625 | 79.5675 | 81.9545 | 84.4132 | 86.9456 | 89.5539 | 92.2405 | 95.0078 | 97.858 | 100.7937 | 103.8175 | 106.9321 | 110.14 | 113.4442 | 116.8476 | 120.353 | 123.9636 | 127.6825 | 131.513 | 135.4583 | 58.1342 | 0 | 0 | 0 | 0
| Total Fixed G&A |  | 536.1837 | 897.9458 | 924.8841 | 952.6307 | 981.2096 | 1010.6459 | 1040.9652 | 1072.1942 | 1104.36 | 1137.4908 | 1171.6155 | 1206.764 | 1242.9669 | 1280.2559 | 1318.6636 | 1358.2235 | 1398.9702 | 1440.9393 | 1484.1675 | 1528.6925 | 725.949 | 0 | 0 | 0 | 0
8 | Property Taxes | 274.2973 | 349.869 | 349.869 | 349.869 | 349.869 | 349.869 | 307.8847 | 307.8847 | 307.8847 | 307.8847 | 265.9005 | 265.9005 | 265.9005 | 265.9005 | 223.9162 | 223.9162 | 223.9162 | 223.9162 | 181.9319 | 181.9319 | 181.9319 | 181.9319 | 0 | 0 | 0 | 0
Operating Taxes
8 | Franchise Tax |  | 108.263 | 72.1754 | 72.1754 | 72.1754 | 72.1754 | 72.1754 | 72.1754 | 72.1754 | 72.1754 | 72.1754 | 72.1754 | 72.1754 | 72.1754 | 72.1754 | 72.1754 | 72.1754 | 72.1754 | 72.1754 | 72.1754 | 72.1754 | 72.1754 | 0 | 0 | 0 | 0
8 | Gross Receipts Tax |  | 0 | 0 | 0 | 0 | 0 | 0 | 0 | 0 | 0 | 0 | 0 | 0 | 0 | 0 | 0 | 0 | 0 | 0 | 0 | 0 | 0 | 0 | 0 | 0 | 0
| Total Operation Taxes |  | 108.263 | 72.1754 | 72.1754 | 72.1754 | 72.1754 | 72.1754 | 72.1754 | 72.1754 | 72.1754 | 72.1754 | 72.1754 | 72.1754 | 72.1754 | 72.1754 | 72.1754 | 72.1754 | 72.1754 | 72.1754 | 72.1754 | 72.1754 | 72.1754 | 0 | 0 | 0 | 0
| TOTAL EXPENSES |  | 26210.0862 | 27281.2941 | 27431.909 | 28988.8688 | 29966.2933 | 30107.4337 | 30296.0521 | 30490.3291 | 30690.4343 | 30854.5585 | 31066.8502 | 31285.5106 | 31510.7309 | 31700.7235 | 31939.6597 | 32185.7639 | 32439.2513 | 32658.359 | 32927.2838 | 33204.2763 | 16244.4277 | 0 | 0 | 0 | 0
| EBITDA |  | 15154.0414 | 26317.8748 | 26244.5523 | 36154.2326 | 43840.396 | 45209.7837 | 44956.7333 | 45481.9251 | 45997.8395 | 46545.4313 | 47039.6493 | 47521.3393 | 47989.3049 | 48484.2732 | 48920.9558 | 49339.9512 | 49739.805 | 50160.9759 | 50517.8956 | 49661.1561 | 19281.8747 | 0 | 0 | 0 | 0
11 | Book Depreciation & Amortization |  | 4574.777 | 7842.4748 | 7842.4748 | 7842.4748 | 7842.4748 | 7662.3425 | 7533.6766 | 7533.6766 | 7533.6766 | 7533.6766 | 7533.6766 | 7533.6766 | 7533.6766 | 7533.6766 | 7533.6766 | 7533.6766 | 7533.6766 | 7533.6766 | 7533.6766 | 7533.6766 | 7533.6766 | 0 | 0 | 0 | 0
| Project Cost Expensed |  | 576.426 | 0 | 0 | 0 | 0 | 0 | 0 | 0 | 0 | 0 | 0 | 0 | 0 | 0 | 0 | 0 | 0 | 0 | 0 | 0 | 0 | 0 | 0 | 0 | 0
| EBIT |  | 10002.8384 | 18475.3999 | 18402.0775 | 28311.7578 | 35997.9212 | 37547.4411 | 37423.0566 | 37948.2485 | 38464.1629 | 39011.7547 | 39505.9727 | 39987.6627 | 40455.6282 | 40950.5966 | 41387.2792 | 41806.2745 | 42206.1283 | 42627.2993 | 42984.219 | 42127.4795 | 11748.1981 | 0 | 0 | 0 | 0
| Interest Expense |  | 14192.0851 | 13694.5194 | 13196.9536 | 12493.4461 | 11583.9966 | 11010.4532 | 10436.9098 | 9782.5366 | 9128.1633 | 8061.9064 | 6708.8777 | 6385.5583 | 5981.409 | 5577.2598 | 5173.1105 | 4768.9613 | 4364.812 | 3556.5135 | 2586.5553 | 1374.1075 | 0 | 0 | 0 | 0 | 0
10 | Interest Income |  | 189.4255 | 328.9734 | 328.0569 | 451.9279 | 548.005 | 565.1223 | 561.9592 | 568.5241 | 574.973 | 581.8179 | 587.9956 | 594.0167 | 599.8663 | 606.0534 | 611.5119 | 616.7494 | 621.7476 | 627.0122 | 631.4737 | 620.7645 | 241.0234 | 0 | 0 | 0 | 0
| Net Interest Expense |  | 14002.6596 | 13365.5459 | 12868.8967 | 12041.5182 | 11035.9917 | 10445.331 | 9874.9507 | 9214.0125 | 8553.1903 | 7480.0885 | 6120.8821 | 5791.5416 | 5381.5427 | 4971.2064 | 4561.5986 | 4152.2119 | 3743.0644 | 2929.5013 | 1955.0816 | 753.343 | -241.0234 | 0 | 0 | 0 | 0
| EBT |  | -3999.8212 | 5109.854 | 5533.1808 | 16270.2396 | 24961.9295 | 27102.1102 | 27548.106 | 28734.236 | 29910.9725 | 31531.6662 | 33385.0906 | 34196.1211 | 35074.0855 | 35979.3902 | 36825.6806 | 37654.0627 | 38463.0639 | 39697.798 | 41029.1374 | 41374.1364 | 11989.2215 | 0 | 0 | 0 | 0
| Book Provision for Taxes |  | -1586.6091 | 2026.9258 | 2194.8468 | 6453.916 | 9901.6486 | 10750.594 | 10927.5072 | 11398.0094 | 11864.7855 | 12507.666 | 13242.8639 | 13564.5754 | 13912.8375 | 14271.9447 | 14607.6427 | 14936.237 | 15257.1436 | 15746.9255 | 16275.0279 | 16411.8787 | 4755.7645 | 0 | 0 | 0 | 0
| After Tax Book Income |  | -2413.2121 | 3082.9282 | 3338.3339 | 9816.3237 | 15060.2809 | 16351.5161 | 16620.5988 | 17336.2266 | 18046.1871 | 19024.0002 | 20142.2267 | 20631.5458 | 21161.248 | 21707.4455 | 22218.0379 | 22717.8256 | 23205.9203 | 23950.8725 | 24754.1095 | 24962.2577 | 7233.457 | 0 | 0 | 0 | 0
| NPV of 2001 EBTD | 9520.5274 | 1 2000: 0; 2 2001: 0; 3 2002: 13375.6556
| NPV of 2001 Earnings | 2376.1602 | 1 2000: 0; 2 2001: 0; 3 2002: 3338.3339
0
0
0
0
0
0
0
0
0
0
0
0
0
0
0
0
Note on D68: Expensed Cost: There are cost in Project Cost that are not capitalized. These have to be expensed.

## Cash Flow Statement
WILTON CENTER, Will County, IL
Cash Flow Statement
|  | 1 | 2 | 3 | 4 | 5 | 6 | 7 | 8 | 9 | 10 | 11 | 12 | 13 | 14 | 15 | 16 | 17 | 18 | 19 | 20 | 21 | 22 | 23 | 24 | 25
|  | 2000 | 2001 | 2002 | 2003 | 2004 | 2005 | 2006 | 2007 | 2008 | 2009 | 2010 | 2011 | 2012 | 2013 | 2014 | 2015 | 2016 | 2017 | 2018 | 2019 | 2020 | 2021 | 2022 | 2023 | 2024
Pretax Book Income | 578370.2616 | -3999.8212 | 5109.854 | 5533.1808 | 16270.2396 | 24961.9295 | 27102.1102 | 27548.106 | 28734.236 | 29910.9725 | 31531.6662 | 33385.0906 | 34196.1211 | 35074.0855 | 35979.3902 | 36825.6806 | 37654.0627 | 38463.0639 | 39697.798 | 41029.1374 | 41374.1364 | 11989.2215 | 0 | 0 | 0 | 0
Plus Depreciation & Amortization | 156612.1681 | 4574.777 | 7842.4748 | 7842.4748 | 7842.4748 | 7842.4748 | 7662.3425 | 7533.6766 | 7533.6766 | 7533.6766 | 7533.6766 | 7533.6766 | 7533.6766 | 7533.6766 | 7533.6766 | 7533.6766 | 7533.6766 | 7533.6766 | 7533.6766 | 7533.6766 | 7533.6766 | 7533.6766 | 0 | 0 | 0 | 0
Plus Accrued Prop Tax Expense |  | 349.869 | 349.869 | 349.869 | 349.869 | 349.869 | 307.8847 | 307.8847 | 307.8847 | 307.8847 | 265.9005 | 265.9005 | 265.9005 | 265.9005 | 223.9162 | 223.9162 | 223.9162 | 223.9162 | 181.9319 | 181.9319 | 181.9319 | 181.9319 | 0 | 0 | 0 | 0
Less Property Tax Payment |  | 0 | 349.869 | 349.869 | 349.869 | 349.869 | 349.869 | 307.8847 | 307.8847 | 307.8847 | 307.8847 | 265.9005 | 265.9005 | 265.9005 | 265.9005 | 223.9162 | 223.9162 | 223.9162 | 223.9162 | 181.9319 | 181.9319 | 181.9319 | 0 | 0 | 0 | 0
Plus Accrued Interest Expense | 160058.1351 | 14192.0851 | 13694.5194 | 13196.9536 | 12493.4461 | 11583.9966 | 11010.4532 | 10436.9098 | 9782.5366 | 9128.1633 | 8061.9064 | 6708.8777 | 6385.5583 | 5981.409 | 5577.2598 | 5173.1105 | 4768.9613 | 4364.812 | 3556.5135 | 2586.5553 | 1374.1075 | 0 | 0 | 0 | 0 | 0
Less Interest Payments | 160058.1351 | 14192.0851 | 13694.5194 | 13196.9536 | 12493.4461 | 11583.9966 | 11010.4532 | 10436.9098 | 9782.5366 | 9128.1633 | 8061.9064 | 6708.8777 | 6385.5583 | 5981.409 | 5577.2598 | 5173.1105 | 4768.9613 | 4364.812 | 3556.5135 | 2586.5553 | 1374.1075 | 0 | 0 | 0 | 0 | 0
Less Principal Payments | 182797 | 7393.25 | 7393.25 | 10113.75 | 12834.25 | 7417.28 | 7417.28 | 8405.42 | 8405.42 | 13846.42 | 17555.06 | 3952.56 | 4940.7 | 4940.7 | 4940.7 | 4940.7 | 4940.7 | 9881.4 | 11857.68 | 14822.1 | 16798.38 | 0 | 0 | 0 | 0 | 0
Subtotal |  | -6468.4252 | 5559.0788 | 3261.9056 | 11278.4645 | 25387.1243 | 27305.1884 | 26676.3626 | 27862.4926 | 23598.2292 | 21468.2986 | 36966.2072 | 36789.0977 | 37667.0621 | 38530.3826 | 39418.6573 | 40247.0393 | 36115.3405 | 35331.8103 | 33740.714 | 32109.4331 | 19522.8981 | 0 | 0 | 0 | 0
Less Debt Reserve Funding |  | 0 | 0 | 0 | 0 | 0 | 0 | 0 | 0 | 0 | 0 | 0 | 0 | 0 | 0 | 0 | 0 | 0 | 0 | 0 | 0 | 0 | 0 | 0 | 0 | 0
Plus Release of Debt Reserve | 0 | 0 | 0 | 0 | 0 | 0 | 0 | 0 | 0 | 0 | 0 | 0 | 0 | 0 | 0 | 0 | 0 | 0 | 0 | 0 | 0 | 0 | 0 | 0 | 0 | 0
Initial Working Capital Adjustment |  | 0 | 0 | 0 | 0 | 0 | 0 | 0 | 0 | 0 | 0 | 0 | 0 | 0 | 0 | 0 | 0 | 0 | 0 | 0 | 0 | 0 | 0 | 0 | 0 | 0
Pretax Cash Flow | 1237895.7 | -6468.4252 | 5559.0788 | 3261.9056 | 11278.4645 | 25387.1243 | 27305.1884 | 26676.3626 | 27862.4926 | 23598.2292 | 21468.2986 | 36966.2072 | 36789.0977 | 37667.0621 | 38530.3826 | 39418.6573 | 40247.0393 | 36115.3405 | 35331.8103 | 33740.714 | 32109.4331 | 19522.8981 | 0 | 0 | 0 | 0
Total Income Tax Expense (Benefit) |  | 0 | 0 | 0 | 0 | 0 | 2686.4901 | 8038.7365 | 8499.2774 | 8976.0148 | 9608.934 | 10354.0932 | 10665.8434 | 11024.0668 | 11373.2127 | 11718.872 | 14986.0434 | 18245.5271 | 18735.309 | 19263.4114 | 19400.2622 | 7744.148 | 0 | 0 | 0 | 0
After Tax Cash Flow | 1237895.7 | -6468.4252 | 5559.0788 | 3261.9056 | 11278.4645 | 25387.1243 | 24618.6983 | 18637.6261 | 19363.2152 | 14622.2144 | 11859.3645 | 26612.114 | 26123.2544 | 26642.9953 | 27157.1699 | 27699.7852 | 25260.9959 | 17869.8134 | 16596.5013 | 14477.3026 | 12709.1709 | 11778.7501 | 0 | 0 | 0 | 0
Preferred Equity
Cash Flow Available to Preferred Equity |  | 0 | 0 | 0 | 0 | 0 | 0 | 0 | 0 | 0 | 0 | 0 | 0 | 0 | 0 | 0 | 0 | 0 | 0 | 0 | 0 | 0 | 0 | 0 | 0 | 0
Beginning Balance |  | 1 2000: 0
Dividends |  | 0 | 0 | 0 | 0 | 0 | 0 | 0 | 0 | 0 | 0 | 0 | 0 | 0 | 0 | 0 | 0 | 0 | 0 | 0 | 0 | 0 | 0 | 0 | 0 | 0
Accrued Dividends To Date | 0 | 0 | 0 | 0 | 0 | 0 | 0 | 0 | 0 | 0 | 0 | 0 | 0 | 0 | 0 | 0 | 0 | 0 | 0 | 0 | 0 | 0 | 0 | 0 | 0 | 0
Dividends Paid |  | 0 | 0 | 0 | 0 | 0 | 0 | 0 | 0 | 0 | 0 | 0 | 0 | 0 | 0 | 0 | 0 | 0 | 0 | 0 | 0 | 0 | 0 | 0 | 0 | 0
Ending Principal Amount |  | 0 | 0 | 0 | 0 | 0 | 0 | 0 | 0 | 0 | 0 | 0 | 0 | 0 | 0 | 0 | 0 | 0 | 0 | 0 | 0 | 0 | 0 | 0 | 0 | 0
Common Equity
Cash Flow Available to Common Equity |  | -6468.4252 | 5559.0788 | 3261.9056 | 11278.4645 | 25387.1243 | 24618.6983 | 18637.6261 | 19363.2152 | 14622.2144 | 11859.3645 | 26612.114 | 26123.2544 | 26642.9953 | 27157.1699 | 27699.7852 | 25260.9959 | 17869.8134 | 16596.5013 | 14477.3026 | 12709.1709 | 11778.7501 | 0 | 0 | 0 | 0
Dividends Paid |  | -6468.4252 | 5559.0788 | 3261.9056 | 11278.4645 | 25387.1243 | 24618.6983 | 18637.6261 | 19363.2152 | 14622.2144 | 11859.3645 | 26612.114 | 26123.2544 | 26642.9953 | 27157.1699 | 27699.7852 | 25260.9959 | 17869.8134 | 16596.5013 | 14477.3026 | 12709.1709 | 11778.7501 | 0 | 0 | 0 | 0
Total Cash |  | 0 | 0 | 0 | 0 | 0 | 0 | 0 | 0 | 0 | 0 | 0 | 0 | 0 | 0 | 0 | 0 | 0 | 0 | 0 | 0 | 0 | 0 | 0 | 0 | 0
Note on A21: Sheetal J Bajoria x3-5692: CHANGED FORMULA
Note on D15: Sheetal J Bajoria x3-5692: changed to add interest incomre
Note on D21: Sheetal J Bajoria x3-5692: chca
Note on E15: Sheetal J Bajoria x3-5692: changed to add interest incomre
Note on F15: Sheetal J Bajoria x3-5692: changed to add interest incomre
Note on G15: Sheetal J Bajoria x3-5692: changed to add interest incomre
Note on H15: Sheetal J Bajoria x3-5692: changed to add interest incomre
Note on I15: Sheetal J Bajoria x3-5692: changed to add interest incomre
Note on J15: Sheetal J Bajoria x3-5692: changed to add interest incomre
Note on K15: Sheetal J Bajoria x3-5692: changed to add interest incomre
Note on L15: Sheetal J Bajoria x3-5692: changed to add interest incomre
Note on M15: Sheetal J Bajoria x3-5692: changed to add interest incomre
Note on N15: Sheetal J Bajoria x3-5692: changed to add interest incomre
Note on O15: Sheetal J Bajoria x3-5692: changed to add interest incomre
Note on P15: Sheetal J Bajoria x3-5692: changed to add interest incomre
Note on Q15: Sheetal J Bajoria x3-5692: changed to add interest incomre
Note on R15: Sheetal J Bajoria x3-5692: changed to add interest incomre
Note on S15: Sheetal J Bajoria x3-5692: changed to add interest incomre
Note on T15: Sheetal J Bajoria x3-5692: changed to add interest incomre
Note on U15: Sheetal J Bajoria x3-5692: changed to add interest incomre
Note on V15: Sheetal J Bajoria x3-5692: changed to add interest incomre
Note on W15: Sheetal J Bajoria x3-5692: changed to add interest incomre
Note on X15: Sheetal J Bajoria x3-5692: changed to add interest incomre
Note on Y15: Sheetal J Bajoria x3-5692: changed to add interest incomre
Note on Z15: Sheetal J Bajoria x3-5692: changed to add interest incomre
Note on AA15: Sheetal J Bajoria x3-5692: changed to add interest incomre
Note on AB15: Sheetal J Bajoria x3-5692: changed to add interest incomre

## BS
WILTON CENTER, Will County, IL
Balance Sheet
|  | 1 | 2 | 3 | 4 | 5 | 6 | 7 | 8 | 9 | 10 | 11 | 12 | 13 | 14 | 15 | 16 | 17 | 18 | 19 | 20 | 21
|  | 2000 | 2001 | 2002 | 2003 | 2004 | 2005 | 2006 | 2007 | 2008 | 2009 | 2010 | 2011 | 2012 | 2013 | 2014 | 2015 | 2016 | 2017 | 2018 | 2019 | 2020
Assets:
Cash
Accounts Receivable
Inventories
Other Current Assets
| Debt Service Reserve | 0 | 0 | 0 | 0 | 0 | 0 | 0 | 0 | 0 | 0 | 0 | 0 | 0 | 0 | 0 | 0 | 0 | 0 | 0 | 0 | 0
| Maintenance Reserve | 1853.0112 | 3761.6127 | 5727.4723 | 5852.4488 | 7938.0292 | 10086.1771 | 10222.7423 | 12501.7123 | 14849.0515 | 5105.4014 | 7595.6935 | 10160.6943 | 12802.6452 | 12970.6032 | 15773.4489 | 18660.3799 | 3783.1645 | 6845.9097 | 10000.5372 | -16408.2956 | -13061.5512
| Total Current Assets | 1853.0112 | 3761.6127 | 5727.4723 | 5852.4488 | 7938.0292 | 10086.1771 | 10222.7423 | 12501.7123 | 14849.0515 | 5105.4014 | 7595.6935 | 10160.6943 | 12802.6452 | 12970.6032 | 15773.4489 | 18660.3799 | 3783.1645 | 6845.9097 | 10000.5372 | -16408.2956 | -13061.5512
| Gross PP&E | 252666.545 | 252666.545 | 252666.545 | 252666.545 | 252666.545 | 252666.545 | 252666.545 | 252666.545 | 252666.545 | 252666.545 | 252666.545 | 252666.545 | 252666.545 | 252666.545 | 252666.545 | 252666.545 | 252666.545 | 252666.545 | 252666.545 | 252666.545 | 252666.545
| Accumulated Depreciation | 4574.777 | 12417.2518 | 20259.7266 | 28102.2014 | 35944.6763 | 43607.0188 | 51140.6954 | 58674.372 | 66208.0487 | 73741.7253 | 81275.4019 | 88809.0785 | 96342.7551 | 103876.4318 | 111410.1084 | 118943.785 | 126477.4616 | 134011.1382 | 141544.8149 | 149078.4915 | 156612.1681
| Net PP&E | 248091.768 | 240249.2932 | 232406.8184 | 224564.3436 | 216721.8687 | 209059.5262 | 201525.8496 | 193992.173 | 186458.4963 | 178924.8197 | 171391.1431 | 163857.4665 | 156323.7899 | 148790.1132 | 141256.4366 | 133722.76 | 126189.0834 | 118655.4068 | 111121.7301 | 103588.0535 | 96054.3769
| Land | 2305.818 | 2305.818 | 2305.818 | 2305.818 | 2305.818 | 2305.818 | 2305.818 | 2305.818 | 2305.818 | 2305.818 | 2305.818 | 2305.818 | 2305.818 | 2305.818 | 2305.818 | 2305.818 | 2305.818 | 2305.818 | 2305.818 | 2305.818 | 2305.818
| Other Assets | 0 | 0 | 0 | 0 | 0 | 0 | 0 | 0 | 0 | 0 | 0 | 0 | 0 | 0 | 0 | 0 | 0 | 0 | 0 | 0 | 0
Total Assets |  | 252250.5972 | 246316.7239 | 240440.1087 | 232722.6104 | 226965.716 | 221451.5213 | 214054.4099 | 208799.7033 | 203613.3658 | 186336.0391 | 181292.6546 | 176323.9788 | 171432.2531 | 164066.5344 | 159335.7035 | 154688.958 | 132278.0659 | 127807.1345 | 123428.0854 | 89485.576 | 85298.6437
Liabilities
| Accounts Payable | 1853.0112 | 3761.6127 | 5727.4723 | 5852.4488 | 7938.0292 | 10086.1771 | 10222.7423 | 12501.7123 | 14849.0515 | 5105.4014 | 7595.6935 | 10160.6943 | 12802.6452 | 12970.6032 | 15773.4489 | 18660.3799 | 3783.1645 | 6845.9097 | 10000.5372 | -16408.2956 | -13061.5512
Accrued Expenses
| Deferred Tax Liability | -1236.74 | 790.1857 | 2985.0326 | 9438.9485 | 19340.5971 | 27362.7167 | 30251.4875 | 33150.2195 | 36038.9902 | 38895.7379 | 41784.5086 | 44683.2406 | 47572.0113 | 50428.7591 | 53317.5298 | 53267.7234 | 50279.3399 | 47248.9721 | 44260.5886 | 41272.2051 | 38283.8216
Working Capital Revolver
| Long Term Debt | 175403.75 | 168010.5 | 157896.75 | 145062.5 | 137645.22 | 130227.94 | 121822.52 | 113417.1 | 99570.68 | 82015.62 | 78063.06 | 73122.36 | 68181.66 | 63240.96 | 58300.26 | 53359.56 | 43478.16 | 31620.48 | 16798.38 | 0 | 0
| Other Non-Current Liabilities | 0 | 0 | 0 | 0 | 0 | 0 | 0 | 0 | 0 | 0 | 0 | 0 | 0 | 0 | 0 | 0 | 0 | 0 | 0 | 0 | 0
Total Long-term Liabilities |  | 176020.0212 | 172562.2985 | 166609.2549 | 160353.8973 | 164923.8463 | 167676.8338 | 162296.7497 | 159069.0318 | 150458.7217 | 126016.7592 | 127443.2621 | 127966.2949 | 128556.3166 | 126640.3222 | 127391.2387 | 125287.6633 | 97540.6644 | 85715.3618 | 71059.5058 | 24863.9095 | 25222.2704
Stockholders' Equity
| Paid-In-Capital | 72175.363 | 72175.363 | 72175.363 | 72175.363 | 72175.363 | 72175.363 | 72175.363 | 72175.363 | 72175.363 | 72175.363 | 72175.363 | 72175.363 | 72175.363 | 72175.363 | 72175.363 | 72175.363 | 72175.363 | 72175.363 | 72175.363 | 72175.363 | 72175.363
| Retained earnings | 4055.2131 | 1579.0625 | 1655.4908 | 193.35 | -10133.4933 | -18400.6755 | -20417.7029 | -22444.6915 | -19020.7188 | -11856.0832 | -18325.9705 | -23817.6791 | -29299.4265 | -34749.1508 | -40230.8982 | -42774.0684 | -37437.9615 | -30083.5903 | -19806.7834 | -7553.6966 | -12098.9897
| Total stockholders' equity | 76230.5761 | 73754.4255 | 73830.8538 | 72368.713 | 62041.8697 | 53774.6875 | 51757.6601 | 49730.6715 | 53154.6442 | 60319.2798 | 53849.3925 | 48357.6839 | 42875.9365 | 37426.2122 | 31944.4648 | 29401.2946 | 34737.4015 | 42091.7727 | 52368.5796 | 64621.6664 | 60076.3733
Total Liabilities & Equity |  | 252250.5972 | 246316.7239 | 240440.1087 | 232722.6104 | 226965.716 | 221451.5213 | 214054.4099 | 208799.7033 | 203613.3658 | 186336.0391 | 181292.6546 | 176323.9788 | 171432.2531 | 164066.5344 | 159335.7035 | 154688.958 | 132278.0659 | 127807.1345 | 123428.0854 | 89485.576 | 85298.6437
Proof |  | 0 | 0 | 0 | 0 | 0 | 0 | 0 | 0 | 0 | 0 | 0 | 0 | 0 | 0 | 0 | 0 | 0 | 0 | 0 | 0 | 0
Paste Range for Franchise Tax Calc |  | 1 2000: Note: If this range is moved the MACRO will not paste into the correct range.
0
| Long Term Debt | 175403.75 | 168010.5 | 157896.75 | 145062.5 | 137645.22 | 130227.94 | 121822.52 | 113417.1 | 99570.68 | 82015.62 | 78063.06 | 73122.36 | 68181.66 | 63240.96 | 58300.26 | 53359.56 | 43478.16 | 31620.48 | 16798.38 | 0 | 0
| Paid-In-Capital | 72175.363 | 72175.363 | 72175.363 | 72175.363 | 72175.363 | 72175.363 | 72175.363 | 72175.363 | 72175.363 | 72175.363 | 72175.363 | 72175.363 | 72175.363 | 72175.363 | 72175.363 | 72175.363 | 72175.363 | 72175.363 | 72175.363 | 72175.363 | 72175.363

## Tax Calculations
WILTON CENTER, Will County, IL
State and Federal Tax Calculation
| 1 | 2 | 3 | 4 | 5 | 6 | 7 | 8 | 9 | 10 | 11 | 12 | 13 | 14 | 15 | 16 | 17 | 18 | 19 | 20 | 21 | 22 | 23 | 24 | 25
| 2000 | 2001 | 2002 | 2003 | 2004 | 2005 | 2006 | 2007 | 2008 | 2009 | 2010 | 2011 | 2012 | 2013 | 2014 | 2015 | 2016 | 2017 | 2018 | 2019 | 2020 | 2021 | 2022 | 2023 | 2024
STATE TAXES
State Franchise Taxes
Paid-In-Capital | 72175.363 | 72175.363 | 72175.363 | 72175.363 | 72175.363 | 72175.363 | 72175.363 | 72175.363 | 72175.363 | 72175.363 | 72175.363 | 72175.363 | 72175.363 | 72175.363 | 72175.363 | 72175.363 | 72175.363 | 72175.363 | 72175.363 | 72175.363 | 72175.363 | 0 | 0 | 0 | 0
State Franchise Tax Rate | 0.15% | 0.1% | 0.1% | 0.1% | 0.1% | 0.1% | 0.1% | 0.1% | 0.1% | 0.1% | 0.1% | 0.1% | 0.1% | 0.1% | 0.1% | 0.1% | 0.1% | 0.1% | 0.1% | 0.1% | 0.1% | 0% | 0% | 0% | 0%
State Franchise Tax Liability | 108.263 | 72.1754 | 72.1754 | 72.1754 | 72.1754 | 72.1754 | 72.1754 | 72.1754 | 72.1754 | 72.1754 | 72.1754 | 72.1754 | 72.1754 | 72.1754 | 72.1754 | 72.1754 | 72.1754 | 72.1754 | 72.1754 | 72.1754 | 72.1754 | 0 | 0 | 0 | 0
State Gross Receipts Taxes
Gross Receipts on non TVA hours ONLY | 21838.752 | 21838.752 | 21838.752 | 22886.8124 | 23440.0929 | 23440.0929 | 23440.0929 | 23440.0929 | 23440.0929 | 23440.0929 | 23440.0929 | 23440.0929 | 23440.0929 | 23440.0929 | 23440.0929 | 23440.0929 | 23440.0929 | 23440.0929 | 23440.0929 | 23440.0929 | 9880.6503 | 0 | 0 | 0 | 0
Gross Receipts Tax Rate | bar: 1 2000 to 25 2024
Gross Receipts Tax Liability | 0 | 0 | 0 | 0 | 0 | 0 | 0 | 0 | 0 | 0 | 0 | 0 | 0 | 0 | 0 | 0 | 0 | 0 | 0 | 0 | 0 | 0 | 0 | 0 | 0
State Income Tax
Pretax Book Income | -3999.8212 | 5109.854 | 5533.1808 | 16270.2396 | 24961.9295 | 27102.1102 | 27548.106 | 28734.236 | 29910.9725 | 31531.6662 | 33385.0906 | 34196.1211 | 35074.0855 | 35979.3902 | 36825.6806 | 37654.0627 | 38463.0639 | 39697.798 | 41029.1374 | 41374.1364 | 11989.2215 | 0 | 0 | 0 | 0
Adjusted Pretax Book Income | -3999.8212 | 5109.854 | 5533.1808 | 16270.2396 | 24961.9295 | 27102.1102 | 27548.106 | 28734.236 | 29910.9725 | 31531.6662 | 33385.0906 | 34196.1211 | 35074.0855 | 35979.3902 | 36825.6806 | 37654.0627 | 38463.0639 | 39697.798 | 41029.1374 | 41374.1364 | 11989.2215 | 0 | 0 | 0 | 0
Plus Book Depreciation & Amortization | 4574.777 | 7842.4748 | 7842.4748 | 7842.4748 | 7842.4748 | 7662.3425 | 7533.6766 | 7533.6766 | 7533.6766 | 7533.6766 | 7533.6766 | 7533.6766 | 7533.6766 | 7533.6766 | 7533.6766 | 7533.6766 | 7533.6766 | 7533.6766 | 7533.6766 | 7533.6766 | 7533.6766 | 0 | 0 | 0 | 0
Less State Tax Depreciation | -12736.26 | -24165.4408 | -21779.7766 | -19645.2349 | -17711.5912 | -15773.601 | -14816.2307 | -14841.3429 | -14816.2307 | -14841.3429 | -14816.2307 | -14841.3429 | -14816.2307 | -14841.3429 | -14816.2307 | -7408.1153 | 0 | 0 | 0 | 0 | 0 | 0 | 0 | 0 | 0
State Taxable Income | -12161.3042 | -11213.112 | -8404.121 | 4467.4796 | 15092.8131 | 18990.8517 | 20265.5519 | 21426.5697 | 22628.4185 | 24223.9999 | 26102.5365 | 26888.4548 | 27791.5314 | 28671.7239 | 29543.1266 | 37779.6239 | 45996.7405 | 47231.4746 | 48562.814 | 48907.8131 | 19522.8981 | 0 | 0 | 0 | 0
Taxable Income | -12161.3042 | -11213.112 | -8404.121 | 4467.4796 | 15092.8131 | 18990.8517 | 20265.5519 | 21426.5697 | 22628.4185 | 24223.9999 | 26102.5365 | 26888.4548 | 27791.5314 | 28671.7239 | 29543.1266 | 37779.6239 | 45996.7405 | 47231.4746 | 48562.814 | 48907.8131 | 19522.8981 | 0 | 0 | 0 | 0
State Income Tax Rate | 7.18% | 7.18% | 7.18% | 7.18% | 7.18% | 7.18% | 7.18% | 7.18% | 7.18% | 7.18% | 7.18% | 7.18% | 7.18% | 7.18% | 7.18% | 7.18% | 7.18% | 7.18% | 7.18% | 7.18% | 7.18% | 0% | 0% | 0% | 0%
State Income Tax Expense (Benefit) | -873.1816 | -805.1014 | -603.4159 | 320.765 | 1083.664 | 1363.5432 | 1455.0666 | 1538.4277 | 1624.7204 | 1739.2832 | 1874.1621 | 1930.5911 | 1995.432 | 2058.6298 | 2121.1965 | 2712.577 | 3302.566 | 3391.2199 | 3486.81 | 3511.581 | 1401.7441 | 0 | 0 | 0 | 0
Beginning NOL's | 0 | 873.1816 | 1678.2831 | 2281.699 | 1960.9339 | 877.27 | 0 | 0 | 0 | 0 | 0 | 0 | 0 | 0 | 0 | 0 | 0 | 0 | 0 | 0 | 0 | 0 | 0 | 0 | 0
New NOL's | 873.1816 | 805.1014 | 603.4159 | 0 | 0 | 0 | 0 | 0 | 0 | 0 | 0 | 0 | 0 | 0 | 0 | 0 | 0 | 0 | 0 | 0 | 0 | 0 | 0 | 0 | 0
NOL Expired (15 Year) | 0 | 0 | 0 | 0 | 0 | 0 | 0 | 0 | 0 | 0 | 0 | 0 | 0 | 0 | 0 | 0 | 0 | 0 | 0 | 0 | 0 | 0 | 0 | 0 | 0
NOL Utilization | 0 | 0 | 0 | -320.765 | -1083.664 | -877.27 | 0 | 0 | 0 | 0 | 0 | 0 | 0 | 0 | 0 | 0 | 0 | 0 | 0 | 0 | 0 | 0 | 0 | 0 | 0
Ending NOL's | 873.1816 | 1678.2831 | 2281.699 | 1960.9339 | 877.27 | 0 | 0 | 0 | 0 | 0 | 0 | 0 | 0 | 0 | 0 | 0 | 0 | 0 | 0 | 0 | 0 | 0 | 0 | 0 | 0
State Cash Taxes Payable/(Benefit) | 0 | 0 | 0 | 0 | 0 | 486.2732 | 1455.0666 | 1538.4277 | 1624.7204 | 1739.2832 | 1874.1621 | 1930.5911 | 1995.432 | 2058.6298 | 2121.1965 | 2712.577 | 3302.566 | 3391.2199 | 3486.81 | 3511.581 | 1401.7441 | 0 | 0 | 0 | 0
FEDERAL TAXES
Pretax Book Income | -3999.8212 | 5109.854 | 5533.1808 | 16270.2396 | 24961.9295 | 27102.1102 | 27548.106 | 28734.236 | 29910.9725 | 31531.6662 | 33385.0906 | 34196.1211 | 35074.0855 | 35979.3902 | 36825.6806 | 37654.0627 | 38463.0639 | 39697.798 | 41029.1374 | 41374.1364 | 11989.2215 | 0 | 0 | 0 | 0
Plus Book Depreciation & Amortization | 4574.777 | 7842.4748 | 7842.4748 | 7842.4748 | 7842.4748 | 7662.3425 | 7533.6766 | 7533.6766 | 7533.6766 | 7533.6766 | 7533.6766 | 7533.6766 | 7533.6766 | 7533.6766 | 7533.6766 | 7533.6766 | 7533.6766 | 7533.6766 | 7533.6766 | 7533.6766 | 7533.6766 | 0 | 0 | 0 | 0
| 574.9558 | 12952.3288 | 13375.6556 | 24112.7145 | 32804.4043 | 34764.4527 | 35081.7826 | 36267.9126 | 37444.6492 | 39065.3428 | 40918.7672 | 41729.7977 | 42607.7621 | 43513.0669 | 44359.3573 | 45187.7393 | 45996.7405 | 47231.4746 | 48562.814 | 48907.8131 | 19522.8981 | 0 | 0 | 0 | 0
Less: Federal Tax Depreciation | -12736.26 | -24165.4408 | -21779.7766 | -19645.2349 | -17711.5912 | -15773.601 | -14816.2307 | -14841.3429 | -14816.2307 | -14841.3429 | -14816.2307 | -14841.3429 | -14816.2307 | -14841.3429 | -14816.2307 | -7408.1153 | 0 | 0 | 0 | 0 | 0 | 0 | 0 | 0 | 0
Less: State Taxes | 0 | 0 | 0 | 0 | 0 | -486.2732 | -1455.0666 | -1538.4277 | -1624.7204 | -1739.2832 | -1874.1621 | -1930.5911 | -1995.432 | -2058.6298 | -2121.1965 | -2712.577 | -3302.566 | -3391.2199 | -3486.81 | -3511.581 | -1401.7441 | 0 | 0 | 0 | 0
Taxable Income | -12161.3042 | -11213.112 | -8404.121 | 4467.4796 | 15092.8131 | 18504.5785 | 18810.4853 | 19888.142 | 21003.698 | 22484.7167 | 24228.3744 | 24957.8638 | 25796.0995 | 26613.0941 | 27421.9301 | 35067.0469 | 42694.1745 | 43840.2547 | 45076.004 | 45396.2321 | 18121.1541 | 0 | 0 | 0 | 0
Federal Tax Rate | 35% | 35% | 35% | 35% | 35% | 35% | 35% | 35% | 35% | 35% | 35% | 35% | 35% | 35% | 35% | 35% | 35% | 35% | 35% | 35% | 35% | 0% | 0% | 0% | 0%
Total Federal Taxes | -4256.4565 | -3924.5892 | -2941.4423 | 1563.6179 | 5282.4846 | 6476.6025 | 6583.6698 | 6960.8497 | 7351.2943 | 7869.6508 | 8479.931 | 8735.2523 | 9028.6348 | 9314.583 | 9597.6755 | 12273.4664 | 14942.9611 | 15344.0892 | 15776.6014 | 15888.6812 | 6342.4039 | 0 | 0 | 0 | 0
NOL Carryforward | 4256.4565 | 8181.0457 | 11122.488 | 11122.488 | 9558.8701 | 4276.3856 | 0 | 0 | 0 | 0 | 0 | 0 | 0 | 0 | 0 | 0 | 0 | 0 | 0 | 0 | 0 | 0 | 0 | 0 | 0
NOL Utilization | 0 | 0 | 0 | 1563.6179 | 5282.4846 | 4276.3856 | 0 | 0 | 0 | 0 | 0 | 0 | 0 | 0 | 0 | 0 | 0 | 0 | 0 | 0 | 0 | 0 | 0 | 0 | 0
Fed Cash Taxes Payable/(Benefit) | 0 | 0 | 0 | 0 | 0 | 2200.2169 | 6583.6698 | 6960.8497 | 7351.2943 | 7869.6508 | 8479.931 | 8735.2523 | 9028.6348 | 9314.583 | 9597.6755 | 12273.4664 | 14942.9611 | 15344.0892 | 15776.6014 | 15888.6812 | 6342.4039 | 0 | 0 | 0 | 0
Deferred Tax Liability
Total Cash Taxes | 0 | 349.869 | 349.869 | 349.869 | 349.869 | 3036.3591 | 8346.6212 | 8807.1621 | 9283.8995 | 9916.8188 | 10619.9936 | 10931.7438 | 11289.9672 | 11639.1132 | 11942.7882 | 15209.9596 | 18469.4432 | 18959.2252 | 19445.3433 | 19582.1941 | 7926.0799 | 0 | 0 | 0 | 0
Total Book Taxes | -1236.74 | 2376.7948 | 2544.7158 | 6803.785 | 10251.5176 | 11058.4788 | 11235.3919 | 11705.8941 | 12172.6702 | 12773.5665 | 13508.7643 | 13830.4758 | 14178.738 | 14495.8609 | 14831.5589 | 15160.1532 | 15481.0597 | 15928.8574 | 16456.9598 | 16593.8106 | 4937.6964 | 0 | 0 | 0 | 0
Total Deferred Tax Liability | -1236.74 | 2026.9258 | 2194.8468 | 6453.916 | 9901.6486 | 8022.1196 | 2888.7707 | 2898.732 | 2888.7707 | 2856.7477 | 2888.7707 | 2898.732 | 2888.7707 | 2856.7477 | 2888.7707 | -49.8064 | -2988.3835 | -3030.3678 | -2988.3835 | -2988.3835 | -2988.3835 | 0 | 0 | 0 | 0
Cumulative DTL | -1236.74 | 790.1857 | 2985.0326 | 9438.9485 | 19340.5971 | 27362.7167 | 30251.4875 | 33150.2195 | 36038.9902 | 38895.7379 | 41784.5086 | 44683.2406 | 47572.0113 | 50428.7591 | 53317.5298 | 53267.7234 | 50279.3399 | 47248.9721 | 44260.5886 | 41272.2051 | 38283.8216
Note on A15: Sheetal J Bajoria x3-5692: CHANGED FROM GROSS RECEIPTS ON TOTAL REVENUE.

## Depreciation
WILTON CENTER, Will County, IL
Depreciation and Property Taxes
|  |  | 1 | 2 | 3 | 4 | 5 | 6 | 7 | 8 | 9 | 10 | 11 | 12 | 13 | 14 | 15 | 16 | 17 | 18 | 19 | 20 | 21 | 22 | 23 | 24 | 25
US FEDERAL TAX DEPRECIATION & AMORTIZATION |  |  | 2000 | 2001 | 2002 | 2003 | 2004 | 2005 | 2006 | 2007 | 2008 | 2009 | 2010 | 2011 | 2012 | 2013 | 2014 | 2015 | 2016 | 2017 | 2018 | 2019 | 2020 | 2021 | 2022 | 2023 | 2024
Years
Plant and Equipment - MACRS | 15 |  | 5% | 9.5% | 8.55% | 7.7% | 6.93% | 6.23% | 5.9% | 5.91% | 5.9% | 5.91% | 5.9% | 5.91% | 5.9% | 5.91% | 5.9% | 2.95% | 0% | 0% | 0% | 0% | 0% | 0% | 0% | 0% | 0%
Start-up Costs - SL | 5 |  | 11.67% | 20% | 20% | 20% | 20% | 8.333% | 0% | 0% | 0% | 0% | 0% | 0% | 0% | 0% | 0% | 0% | 0% | 0% | 0% | 0% | 0% | 0% | 0% | 0% | 0%
Debt Iss & Loan Fees - SL | 20 |  | 2.917% | 5% | 5% | 5% | 5% | 5% | 5% | 5% | 5% | 5% | 5% | 5% | 5% | 5% | 5% | 5% | 5% | 5% | 5% | 5% | 2.083% | 0% | 0% | 0% | 0%
Tax Depr - Plant and Equipment | 251122.554 |  | 12556.1277 | 23856.6426 | 21470.9784 | 19336.4367 | 17402.793 | 15644.9351 | 14816.2307 | 14841.3429 | 14816.2307 | 14841.3429 | 14816.2307 | 14841.3429 | 14816.2307 | 14841.3429 | 14816.2307 | 7408.1153 | 0 | 0 | 0 | 0 | 0 | 0 | 0 | 0 | 0
Amort - Start-up Costs | 1543.991 |  | 180.1323 | 308.7982 | 308.7982 | 308.7982 | 308.7982 | 128.6659 | 0 | 0 | 0 | 0 | 0 | 0 | 0 | 0 | 0 | 0 | 0 | 0 | 0 | 0 | 0 | 0 | 0 | 0 | 0
Amort - Debt Iss & Loan Fees | 0 |  | 0 | 0 | 0 | 0 | 0 | 0 | 0 | 0 | 0 | 0 | 0 | 0 | 0 | 0 | 0 | 0 | 0 | 0 | 0 | 0 | 0 | 0 | 0 | 0 | 0
EI O&M Mobilization | 0 |  | 0 | 0 | 0 | 0 | 0 | 0 | 0 | 0 | 0 | 0 | 0 | 0 | 0 | 0 | 0 | 0 | 0 | 0 | 0 | 0 | 0 | 0 | 0 | 0 | 0
Total Annual Depr & Amort | 252666.545 |  | 12736.26 | 24165.4408 | 21779.7766 | 19645.2349 | 17711.5912 | 15773.601 | 14816.2307 | 14841.3429 | 14816.2307 | 14841.3429 | 14816.2307 | 14841.3429 | 14816.2307 | 14841.3429 | 14816.2307 | 7408.1153 | 0 | 0 | 0 | 0 | 0 | 0 | 0 | 0 | 0
STATE TAX DEPRECIATION & AMORTIZATION
Years
Plant and Equipment - MACRS | 15 |  | 5% | 9.5% | 8.55% | 7.7% | 6.93% | 6.23% | 5.9% | 5.91% | 5.9% | 5.91% | 5.9% | 5.91% | 5.9% | 5.91% | 5.9% | 2.95% | 0% | 0% | 0% | 0% | 0% | 0% | 0% | 0% | 0%
Start-up Costs - SL | 5 |  | 11.67% | 20% | 20% | 20% | 20% | 8.333% | 0% | 0% | 0% | 0% | 0% | 0% | 0% | 0% | 0% | 0% | 0% | 0% | 0% | 0% | 0% | 0% | 0% | 0% | 0%
Debt Iss & Loan Fees - SL | 20 |  | 2.917% | 5% | 5% | 5% | 5% | 5% | 5% | 5% | 5% | 5% | 5% | 5% | 5% | 5% | 5% | 5% | 5% | 5% | 5% | 5% | 2.083% | 0% | 0% | 0% | 0%
Tax Depr - Plant and Equipment | 251122.554 |  | 12556.1277 | 23856.6426 | 21470.9784 | 19336.4367 | 17402.793 | 15644.9351 | 14816.2307 | 14841.3429 | 14816.2307 | 14841.3429 | 14816.2307 | 14841.3429 | 14816.2307 | 14841.3429 | 14816.2307 | 7408.1153 | 0 | 0 | 0 | 0 | 0 | 0 | 0 | 0 | 0
Amort - Start-up Costs | 1543.991 |  | 180.1323 | 308.7982 | 308.7982 | 308.7982 | 308.7982 | 128.6659 | 0 | 0 | 0 | 0 | 0 | 0 | 0 | 0 | 0 | 0 | 0 | 0 | 0 | 0 | 0 | 0 | 0 | 0 | 0
Amort - Debt Iss & Loan Fees | 0 |  | 0 | 0 | 0 | 0 | 0 | 0 | 0 | 0 | 0 | 0 | 0 | 0 | 0 | 0 | 0 | 0 | 0 | 0 | 0 | 0 | 0 | 0 | 0 | 0 | 0
EI O&M Mobilization | 0 |  | 0 | 0 | 0 | 0 | 0 | 0 | 0 | 0 | 0 | 0 | 0 | 0 | 0 | 0 | 0 | 0 | 0 | 0 | 0 | 0 | 0 | 0 | 0 | 0 | 0
Total Annual Depr & Amort | 252666.545 |  | 12736.26 | 24165.4408 | 21779.7766 | 19645.2349 | 17711.5912 | 15773.601 | 14816.2307 | 14841.3429 | 14816.2307 | 14841.3429 | 14816.2307 | 14841.3429 | 14816.2307 | 14841.3429 | 14816.2307 | 7408.1153 | 0 | 0 | 0 | 0 | 0 | 0 | 0 | 0 | 0
BOOK DEPRECIATION & AMORTIZATION
| Years | Residual | 1 | 2 | 3 | 4 | 5 | 6 | 7 | 8 | 9 | 10 | 11 | 12 | 13 | 14 | 15 | 16 | 17 | 18 | 19 | 20 | 21 | 22 | 23 | 24 | 25
Plant and Equipment - SL | 30 | 10% | 1.75% | 3% | 3% | 3% | 3% | 3% | 3% | 3% | 3% | 3% | 3% | 3% | 3% | 3% | 3% | 3% | 3% | 3% | 3% | 3% | 3% | 3% | 3% | 3% | 3%
Start-up Costs - SL | 5 |  | 11.67% | 20% | 20% | 20% | 20% | 8.333% | 0% | 0% | 0% | 0% | 0% | 0% | 0% | 0% | 0% | 0% | 0% | 0% | 0% | 0% | 0% | 0% | 0% | 0% | 0%
Debt Iss & Loan Fees - SL | 20 |  | 2.917% | 5% | 5% | 5% | 5% | 5% | 5% | 5% | 5% | 5% | 5% | 5% | 5% | 5% | 5% | 5% | 5% | 5% | 5% | 5% | 2.083% | 0% | 0% | 0% | 0%
Book Depr - Plant and Equipment | 251122.554 |  | 4394.6447 | 7533.6766 | 7533.6766 | 7533.6766 | 7533.6766 | 7533.6766 | 7533.6766 | 7533.6766 | 7533.6766 | 7533.6766 | 7533.6766 | 7533.6766 | 7533.6766 | 7533.6766 | 7533.6766 | 7533.6766 | 7533.6766 | 7533.6766 | 7533.6766 | 7533.6766 | 7533.6766 | 7533.6766 | 7533.6766 | 7533.6766 | 7533.6766
Amort - Start-up Costs | 1543.991 |  | 180.1323 | 308.7982 | 308.7982 | 308.7982 | 308.7982 | 128.6659 | 0 | 0 | 0 | 0 | 0 | 0 | 0 | 0 | 0 | 0 | 0 | 0 | 0 | 0 | 0 | 0 | 0 | 0 | 0
Amort - Debt Iss & Loan Fees | 0 |  | 0 | 0 | 0 | 0 | 0 | 0 | 0 | 0 | 0 | 0 | 0 | 0 | 0 | 0 | 0 | 0 | 0 | 0 | 0 | 0 | 0 | 0 | 0 | 0 | 0
EI O&M Mobilization | 0 |  | 0 | 0 | 0 | 0 | 0 | 0 | 0 | 0 | 0 | 0 | 0 | 0 | 0 | 0 | 0 | 0 | 0 | 0 | 0 | 0 | 0 | 0 | 0 | 0 | 0
Total Beginning Book Value | 252666.545 |  | 4574.777 | 7842.4748 | 7842.4748 | 7842.4748 | 7842.4748 | 7662.3425 | 7533.6766 | 7533.6766 | 7533.6766 | 7533.6766 | 7533.6766 | 7533.6766 | 7533.6766 | 7533.6766 | 7533.6766 | 7533.6766 | 7533.6766 | 7533.6766 | 7533.6766 | 7533.6766 | 7533.6766 | 7533.6766 | 7533.6766 | 7533.6766 | 7533.6766
Ending Book Value of Assets |  |  | 248091.768 | 240249.2932 | 232406.8184 | 224564.3436 | 216721.8687 | 209059.5262 | 201525.8496 | 193992.173 | 186458.4963 | 178924.8197 | 171391.1431 | 163857.4665 | 156323.7899 | 148790.1132 | 141256.4366 | 133722.76 | 126189.0834 | 118655.4068 | 111121.7301 | 103588.0535 | 96054.3769 | 88520.7003 | 80987.0237 | 73453.347 | 65919.6704
PROPERTY TAX CALCULATION | Years |  | 1 | 2 | 3 | 4 | 5 | 6 | 7 | 8 | 9 | 10 | 11 | 12 | 13 | 14 | 15 | 16 | 17 | 18 | 19 | 20 | 21 | 22 | 23 | 24 | 25
Assessable Value of Hard Assets | 5721.1143 |  | 100% | 100% | 100% | 100% | 100% | 88% | 88% | 88% | 88% | 76% | 76% | 76% | 76% | 64% | 64% | 64% | 64% | 52% | 52% | 52% | 52% | 100% | 100% | 100% | 100%
Annual Depreciated Assessable Value |  |  | 5721.1143 | 5721.1143 | 5721.1143 | 5721.1143 | 5721.1143 | 5034.5805 | 5034.5805 | 5034.5805 | 5034.5805 | 4348.0468 | 4348.0468 | 4348.0468 | 4348.0468 | 3661.5131 | 3661.5131 | 3661.5131 | 3661.5131 | 2974.9794 | 2974.9794 | 2974.9794 | 2974.9794 | 5721.1143 | 5721.1143 | 5721.1143 | 5721.1143
Mileage Rate (Increase 1.5% / Year) |  |  | 6.115% | 6.115% | 6.207% | 6.3% | 6.395% | 6.491% | 6.588% | 6.687% | 6.787% | 6.889% | 6.992% | 7.097% | 7.204% | 7.312% | 7.421% | 7.533% | 7.646% | 7.76% | 7.877% | 7.995% | 8.115% | 8.237% | 8.36% | 8.486% | 8.613%
Annual Tax (with abatement) |  | 269.899 | 349.869 | 349.869 | 349.869 | 349.869 | 349.869 | 307.8847 | 307.8847 | 307.8847 | 307.8847 | 265.9005 | 265.9005 | 265.9005 | 265.9005 | 223.9162 | 223.9162 | 223.9162 | 223.9162 | 181.9319 | 181.9319 | 181.9319 | 181.9319 | 0 | 0 | 0 | 0
Annual City Tax (no city taxes) |  |  | 0 | 0 | 0 | 0 | 0 | 0 | 0 | 0 | 0 | 0 | 0 | 0 | 0 | 0 | 0 | 0 | 0 | 0 | 0 | 0 | 0 | 0 | 0 | 0 | 0
Total Property Tax (with Abatement) |  |  | 349.869 | 349.869 | 349.869 | 349.869 | 349.869 | 307.8847 | 307.8847 | 307.8847 | 307.8847 | 265.9005 | 265.9005 | 265.9005 | 265.9005 | 223.9162 | 223.9162 | 223.9162 | 223.9162 | 181.9319 | 181.9319 | 181.9319 | 181.9319 | 0 | 0 | 0 | 0
15 Year MACRS Table
Half-Year Convention
Year | Depr. %
1 | 5%
2 | 9.5%
3 | 8.55%
4 | 7.7%
5 | 6.93%
6 | 6.23%
7 | 5.9%
8 | 5.91%
9 | 5.9%
10 | 5.91%
11 | 5.9%
12 | 5.91%
13 | 5.9%
14 | 5.91%
15 | 5.9%
16 | 2.95%
100%
20 Year MACRS Table
Half-Year Convention
Year | Depr. %
1 | 3.75%
2 | 7.219%
3 | 6.677%
4 | 6.177%
5 | 5.713%
6 | 5.285%
7 | 4.888%
8 | 4.522%
9 | 4.462%
10 | 4.461%
11 | 4.462%
12 | 4.461%
13 | 4.462%
14 | 4.461%
15 | 4.462%
16 | 4.461%
17 | 4.462%
18 | 4.461%
19 | 4.462%
20 | 4.461%
21 | 2.25%
Note on B34: bgarret: should vary with term of debt.
Note on B45: Neil S-C Assessable value decreases 12% every 4 years as per memo from Healy.

## Interest During Construction
WILTON CENTER, Will County, IL
IDC Calculations
CARRYING COST OF TURBINES, TRANSFORMERS AND CIRCUIT BREAKERS
Turbine Cost |  | 213856
Base Rate |  | 6.4%
Term (Months) |  | 18
Monthly Rate |  | 0.5333%
Financing Fee (Basis Points) |  | 0.35%
Drawdown Schedule |  | 1
0=Straightline, 1=Custom
Calculated IDC |  | 12268.6337
Month | Percent Drawn Down | Principal | Cumulative Principal | Monthly Interest | Cumulative Interest
0 | 3.18% | 6800 | 6800 | 340 | 340
1 | 0.5845% | 1250 | 8390 | 46.41 | 386.41
2 | 15.38% | 32884.8 | 41321.21 | 139.384 | 525.794
3 | 0.009352% | 20 | 41480.594 | 270.8626 | 796.6566
4 | 0.6763% | 1446.361 | 43197.8176 | 275.0945 | 1071.7511
5 | 14.46% | 30919.397 | 74392.3091 | 353.8296 | 1425.5807
6 | 4.697% | 10044.547 | 84790.6857 | 461.6043 | 1887.185
7 | 4.579% | 9792.047 | 95044.337 | 513.5329 | 2400.7179
8 | 7.323% | 15659.711 | 111217.5809 | 579.2988 | 2980.0167
9 | 5.653% | 12089.106 | 123885.9857 | 652.5085 | 3632.5252
10 | 5.006% | 10704.618 | 135243.1122 | 713.2592 | 4345.7843
11 | 7.189% | 15374.165 | 151330.5363 | 781.7985 | 5127.5828
12 | 7.981% | 17067.04 | 169179.3748 | 867.1345 | 5994.7173
13 | 3.554% | 7600.065 | 177646.5743 | 934.8664 | 6929.5837
14 | 2.969% | 6350.065 | 184931.5057 | 974.8393 | 7904.4231
15 | 4.646% | 9935.065 | 195841.4101 | 1020.3546 | 8924.7776
16 | 3.661% | 7830.065 | 204691.8296 | 1070.6436 | 9995.4213
17 | 2.839% | 6071.548 | 211834.0213 | 1111.3856 | 11106.8069
18 | 5.619% | 12016.962 | 224962.3689 | 1161.8268 | 12268.6337
19 | 0% | 0 | 226124.1957 | 0 | 12268.6337
20 | 0% | 0 | 226124.1957 | 0 | 12268.6337
21 | 0% | 0 | 226124.1957 | 0 | 12268.6337
22 | 0% | 0 | 226124.1957 | 0 | 12268.6337
23 | 0% | 0 | 226124.1957 | 0 | 12268.6337
24 | 0% | 0 | 226124.1957 | 0 | 12268.6337
25 | 0% | 0 | 226124.1957 | 0 | 12268.6337
26 | 0% | 0 | 226124.1957 | 0 | 12268.6337
27 | 0% | 0 | 226124.1957 | 0 | 12268.6337
28 | 0% | 0 | 226124.1957 | 0 | 12268.6337
29 | 0% | 0 | 226124.1957 | 0 | 12268.6337
30 | 0% | 0 | 226124.1957 | 0 | 12268.6337
31 | 0% | 0 | 226124.1957 | 0 | 12268.6337
32 | 0% | 0 | 226124.1957 | 0 | 12268.6337
33 | 0% | 0 | 226124.1957 | 0 | 12268.6337
34 | 0% | 0 | 226124.1957 | 0 | 12268.6337
35 | 0% | 0 | 226124.1957 | 0 | 12268.6337
36 | 0% | 0 | 226124.1957 | 0 | 12268.6337
213855.562

## Maintenance Reserves
WILTON CENTER, Will County, IL
Maintenance Reserve
|  | 0 | 1 | 2 | 3 | 4 | 5 | 6 | 7 | 8 | 9 | 10 | 11 | 12 | 13 | 14 | 15 | 16 | 17 | 18 | 19 | 20 | 21 | 22 | 23 | 24 | 25
|  | 1999 | 2000 | 2001 | 2002 | 2003 | 2004 | 2005 | 2006 | 2007 | 2008 | 2009 | 2010 | 2011 | 2012 | 2013 | 2014 | 2015 | 2016 | 2017 | 2018 | 2019 | 2020 | 2021 | 2022 | 2023 | 2024
Number of Starts to Maintenance Draw
Number of Starts per Year |  |  | 120 | 120 | 120 | 120 | 120 | 120 | 120 | 120 | 120 | 120 | 120 | 120 | 120 | 120 | 120 | 120 | 120 | 120 | 120 | 120 | 120 | 0 | 0 | 0 | 0
Total Cumulative Starts |  |  | 120 | 240 | 360 | 480 | 600 | 720 | 840 | 960 | 1080 | 1200 | 1320 | 1440 | 1560 | 1680 | 1800 | 1920 | 2040 | 2160 | 2280 | 2400 | 2520 | 2520 | 2520 | 2520 | 2520
Annual Overhaul Accrual Expense |  |  | 1853.0112 | 1908.6015 | 1965.8596 | 2024.8354 | 2085.5804 | 2148.1478 | 2212.5923 | 2278.97 | 2347.3391 | 2417.7593 | 2490.2921 | 2565.0009 | 2641.9509 | 2721.2094 | 2802.8457 | 2886.9311 | 2973.539 | 3062.7452 | 3154.6275 | 3249.2664 | 3346.7443 | 0 | 0 | 0 | 0
Estimated Cost Schedule for 120 Starts |  |  | 0 | 0 | 0 | 1899.8589 | 0 | 0 | 2076.0271 | 0 | 0 | 12161.4095 | 0 | 0 | 0 | 2553.2515 | 0 | 0 | 17850.7544 | 0 | 0 | 29658.0991
Cumulative Overhaul Accrual Expense |  |  | 1853.0112 | 3761.6127 | 5727.4723 | 5852.4488 | 7938.0292 | 10086.1771 | 10222.7423 | 12501.7123 | 14849.0515 | 5105.4014 | 7595.6935 | 10160.6943 | 12802.6452 | 12970.6032 | 15773.4489 | 18660.3799 | 3783.1645 | 6845.9097 | 10000.5372 | -16408.2956 | -13061.5512 | -13061.5512 | -13061.5512 | -13061.5512 | -13061.5512
Annual Overhaul Accrual Interest Income |  |  | 24.9989 | 50.7477 | 77.2691 | 78.9551 | 107.0916 | 136.0722 | 137.9145 | 168.66 | 200.3279 | 68.8767 | 102.4732 | 137.0775 | 172.7199 | 174.9858 | 212.7989 | 251.7463 | 51.0385 | 92.3579 | 134.9168 | -221.3636 | -176.2128 | -176.2128 | -176.2128 | -176.2128 | -176.2128
Cumulative Overhaul Accrual Interest Income |  |  | 24.9989 | 75.7466 | 153.0157 | 231.9708 | 339.0624 | 475.1346 | 613.0491 | 781.7091 | 982.037 | 1050.9137 | 1153.3869 | 1290.4643 | 1463.1842 | 1638.17 | 1850.9689 | 2102.7152 | 2153.7537 | 2246.1116 | 2381.0284 | 2159.6648 | 1983.452 | 1807.2392 | 1631.0265 | 1454.8137 | 1278.6009
Annual Growth of Total Cost |  | 0 1999: 6.5%
Sales & Use Tax on Fuel | 0% | 2 2001: NO. of Starts Per Yr.; 3 2002: Major Main; 4 2003: Fuel; 5 2004: Total/Start Cost; 6 2005: Fuel %; 7 2006: Main %
Fuel Price | 2.5
Fuel /Start/Turbine | 0 | 2 2001: 20; 3 2002: 3656; 4 2003: 0; 5 2004: 3656; 6 2005: 0%; 7 2006: 100%
|  |  |  | 30 | 3656 | 0 | 3656 | 0% | 100%
GE 7EA | 8 | 2 2001: 40; 3 2002: 3656; 4 2003: 0; 5 2004: 3656; 6 2005: 0%; 7 2006: 100%
|  |  |  | 50 | 3656 | 0 | 3656 | 0% | 100%
|  |  |  | 60 | 9944 | 0 | 9944 | 0% | 100%
|  |  |  | 70 | 9944 | 0 | 9944 | 0% | 100%
|  |  |  | 80 | 9944 | 0 | 9944 | 0% | 100%
|  |  |  | 90 | 9944 | 0 | 9944 | 0% | 100%
|  |  |  | 100 | 9944 | 0 | 9944 | 0% | 100%
|  |  |  | 110 | 9944 | 0 | 9944 | 0% | 100%
|  |  |  | 120 | 14992 | 0 | 14992 | 0% | 100%
|  |  |  | 130 | 14992 | 0 | 14992 | 0% | 100%
|  |  |  | 140 | 14992 | 0 | 14992 | 0% | 100%
|  |  |  | 150 | 14992 | 0 | 14992 | 0% | 100%
|  |  |  | 160 | 14992 | 0 | 14992 | 0% | 100%
|  |  |  | 170 | 14992 | 0 | 14992 | 0% | 100%
|  |  |  | 180 | 20640 | 0 | 20640 | 0% | 100%
|  |  |  | 190 | 20640 | 0 | 20640 | 0% | 100%
|  |  |  | 200 | 20640 | 0 | 20640 | 0% | 100%
|  |  |  | 210 | 20640 | 0 | 20640 | 0% | 100%
|  |  |  | 220 | 20640 | 0 | 20640 | 0% | 100%
|  |  |  | 230 | 20640 | 0 | 20640 | 0% | 100%
|  |  |  | 240 | 25096 | 0 | 25096 | 0% | 100%
|  |  |  | 250 | 25096 | 0 | 25096 | 0% | 100%
Note on A12: Estimated Maintenance Cost: This comes directly from the vender recommended repair and replace schedules provided by the OEC