## Notes
NOTES
1 | The model shows only an example of the economics for a LM6000 project. Please modify the model for the specific transaction
you are trying to model (Please see the contact list below)
2 | Please double check the model/pages before sending out to clients as certain information/comment cells/notes etc. may be too detailed to be disclosed
3 | All yellow shaded cells are required input cells
4 | Turbine carrying cost are based on assumptions on the WestLB Structure, the numbers may change after 03/15/00
5 | The dispatch template is attached. Please check with Jim Simpson for the required inputs
SOURCES
Source
1 | Federal Tax, Franchise Tax, Sales & Used Tax, NOL |  |  | Patrick Maloy
calculations
2 | 15 year MACRS |  |  | Patrick Maloy
3 | Book Depreciation |  |  | Use GenCo assumption as per Jody Pierce
4 | Fin Fan Cooler |  |  | Bernstein's cost model, calculated by Bruce Golden
5 | No Capacity Degradation for LM 6000 Peaker model |  |  | Bruce Golden
6 | Spread Option Model |  |  | Jim Simpson
7 | Estimated drawdown schedule |  |  | Bruce Golden
8 | Property Tax, State Tax |  |  | Jim Curry
9 | Heat Rate Degradation |  |  | Bruce Golden
CONTACTS
| Subjects | Contacts | Extension
| Model | Clement Lau | x 3-9446
|  | Ben Rogers | x 3-7998
| Turbine/Technical Info | Doug Sewell | x 3-6337
| Engineers | Mike Coleman | x 6-6385
|  | Bruce Golden | x 6-6063
|  | Chris Booth | x 6-7089
| O&M | Scot Chambers | x 6-8371
| Spread Option Model | Jim Simpson | x 3-7202
| Accounting | Jody Pierce | x 5-7405
| Federal Tax, misc. Tax | Mike Fredell | x 3-7022
|  | Matt Gockerman | x 3-3979
|  | Patrick Maloy | x 3-6174
| State/Property Tax | Warren Schick | x 3-0689
|  | Jim Curry | x 3-6367

## Tracking Sheet
PROJECT NAME: UAE-Lowell
TRACKING SHEET
| EQUITY IRR WITH NO | DSCR
| RESIDUAL VALUE | MIN | AVG.
Current | 2.198% | 1.3 | 1.3016
Track Changes | 2.198% | 1.3 | 1.3016

## Assumptions
Unhide Sub Debt, 1999 Columns
PROJECT NAME: UAE-Lowell
UAE Cost Sceanrio
ASSUMPTIONS & SUMMARY OUTPUT
SOURCES & USES: |  |  |  | PROJECT DESCRIPTION: |  |  |  |  | OPERATING COSTS ASSUMPTIONS (FROM ENGINEERS/ASSET MANAGEMENT): |  |  |  | Fuel | Capacity $ | VOM | Residual Value | Capacity | Chillers | Compressor | Debt | New Debt | Versions
[9 empty] | (1st year Annualized) |  |  |  | Index | Base | Pass-through | EBITDA Exit Multiple | ISO | Yes | Yes | Bank LT Debt | 10-Yr. Debt | Optimal Debt
Sources of Funds | % | 000 $ | $/kW | Type of Turbine |  | LM6000 | [6 empty] | Fixed | Low | Not Pass-through | % of Project Cost | 95 degrees | No | No | Capital Market | 7-Yr. Debt | New Debt
Total Equity | 40.38% | 46878.2365 | 206.0582 | Cost Per Turbine (w Carry Cost) (000$) |  | 14260 |  |  | CPI Escalator (%) | 3% |  |  | Custom | Index |  | 000$/MW |  |  |  | Mini-perm | Lease
Debt Issuance | 59.62% | 69202.7635 | 304.188 | Number of Turbines |  | 5 | [7 empty] | Custom |  | None
|  |  |  | Net Turbine Rating (MW) |  | 45.5 |  |  | Escalated Costs: |  |  |  | 1 | 1 | 1 | 1 | 2 | 1 | 1 | 1 | 3 | 1
Total Sources | 100% | 116081 | 510.2462 | Heat Rate-New and Clean (HHV) |  | 10100 |  |  |  | 000$ -year | $/kW-year | $/mWh | Index | Base | Pass-through | EBITDA Exit Multiple | 2 | 20 | Yes | Bank LT Debt | Lease | 1
|  |  |  | Heat Rate-Degraded (HHV) |  | 10200 |  |  | Variable Operating Cost |  |  | 0.3
|  |  |  | No. of Construction Months |  | 7 |  |  | Major Maintenance |  |  | 1.9 |  | With Chillers | Without Chillers
Uses of Funds |  |  |  | Start of Commercial Operation |  | 2001-05-01 |  |  | Total VOM | 0 |  | 2.2 | ISO | 11 | 21
|  |  |  | No. of Months in the 1st Operating year |  | 8 | [5 empty] | ESC. | 95o | 12 | 22
EPC (From Engineers/Nepco): |  | ENA Turbines with UAE Costs |  | Project Life (Years) |  | 20 |  |  | Labor, Ann. Inspection, Fixed (Maint), Op. Fee | 494 | 2.1714
Turbine (with Carrying Cost) | 61.42% | 71300 | 313.4066 | Location (State) |  | MA |  |  | Property & BI Insurance | 400 | 1.7582
Sprint Package Adder | 0% | 0 | 0 | [5 empty] | Water Supply Discharge | 0 | 0
BOP & Construction | 8.804% | 10220 | 44.9231 | Residual Value (at year 20) |  |  |  |  | Nox Budget/Audit Costs | 125 | 0.54945
Pipeline | 1.292% | 1500 | 6.5934 | EBITDA Exit Multiple |  | 5 |  |  | Water / Supply Discharge | 100 | 0.43956
Switchgear/MCC/Relays | 1.077% | 1250 | 5.4945 | % of Initial Project Cost |  | 20% |  |  | Asset Mhmt. Cost | 100 | 0.43956
SCR, CO oxidation Catalyst, DLE Combuster Turbine | 5.298% | 6150 | 27.033 | $/kW |  | 200 |  |  | Interconnect & Nepool Fees | 100 | 0.43956
Dual Fuel | 0% | 0 | 0 | [5 empty] | Total Fixed Escalating Cost | 1319 | 5.7978
Black Start | 0% | 0 | 0 | FINANCING ASSUMPTIONS:
Gas Compression | 1.292% | 1500 | 6.5934 | DEBT |  | Construction Loan |  |  | Non-Escalated Costs:
Demineralized Water Facility | 0% | 0 | 0 | Debt Issued | 2000-10-01 |  | Debt Versions |  | Fuel | 18524.2319 | 81.4252
Stacks, Noise Mitigation, Buildings | 1.292% | 1500 | 6.5934 | Treasury Rate as of: | 2000-02-15 |  |  |  | Property Tax | 500 | 2.1978 | 2%
Freight | 0.4307% | 500 | 2.1978 | [5 empty] | Franchise Tax | 0 | 0
Overhead & Fees - EE&CC | 0% | 0 | 0 | Amount ('000 $) | 69202.7635 |  | Debt Options | Lease with Prin. Pmt | Gross Receipts Tax | 0 | 0
Overhead & Fees - Nepco | 0% | 0 | 0 | Term (yrs) | 20 |  |  | Yes | Debt Service Reserve Fee | 0 | 0
LMP Cost Adder | 0% | 0 | 0 | Final Maturity | 2017-04-01
Chillers (Check that BOP did not already include this) | 0% | 0 | 0 | Average Life (yrs) | -4.237 |  |  |  | DEPRECIATION ASSUMPTIONS:
Sub Total | 80.91% | 93920 | 412.8352
|  |  |  | Treasury Rate (%) | 6.5% | 6.5% |  |  |  | Year | Method | Residual (%)
Soft Cost (From Engineers/Asset Management): |  |  |  | Spread (%) | 1.75% | 1.75% |  |  | Federal & State Tax Depreciation
Spare Parts Inventory | 0.3015% | 350 | 1.5385 | All-In Rate (%) | 8.25% | 8.25% |  |  | EPC Costs | 15 | MACRS | 0%
Owners Cost | 13.37% | 15521 | 68.2242 | [5 empty] | Start-Up Cost | 5 | SL | 0%
Others Costs | 0.6461% | 750 | 3.2967 | Maximum DSR Amount (000 $) | 0 | 0 | (months/year) |  | Transaction Costs | 20 | SL | 0%
Environmental Permitting | 0% | 0 | 0 | Debt Service Reserve LOC Fee | 2%
Insurance | 0% | 0 | 0 | Interest Income Rate | 0% |  |  |  | Book Depreciation
Capitalized Salaries | 0% | 0 | 0 | [5 empty] | EPC Costs | 30 | SL | 10%
Owner's Engineer | 0% | 0 | 0 | EQUITY |  |  |  |  | Start-Up Cost | 5 | SL | 0%
Development Expenses | 0% | 0 | 0 | Equity Closed | 2000-06-01 |  |  |  | Transaction Costs | 20 | SL | 0%
Legal Expense | 0% | 0 | 0 | Equity Partner's Share | 0% | 0
Interconnect Study | 0% | 0 | 0 | Enron's Share | 100% | 46878.2365 |  |  | TAX ASSUMPTIONS (PROJECT MAY INCLUDE SPECIFIC TAXES):
IDC | 0% | 0 | 0
Land | 0.8615% | 1000 | 4.3956 | PPA ASSUMPTIONS (MAKE CHANGES AS NEEDED): |  |  |  |  | Federal Income Tax Rate (%) | 35%
Sales & Used Tax | 3.911% | 4540 | 19.956 | [5 empty] | State Income Tax Rate (average %) | 7% | (Project Specific)
Contingency | 0% | 0 | 0 | Fixed Price PPA |  |  |  |  | Franchise Tax (% on Net Asset) | 0% | (Project Specific)
Sub Total | 19.09% | 22161 | 97.411 | No. of years |  | 20 |  |  | Gross Receipts Tax (%) | 0% | (Project Specific)
|  |  |  | Capacity Charge ($/kW-mo.) |  | 4.5 |  |  | Sales & Used Tax Rate on Fuel (%) | 1.5% | (Project Specific)
Financing Costs: | [8 empty] | Sales & Used Tax Rate on Hard Cost (%) | 5% | (Project Specific)
Lender's Engineer | 0% | 0 | 0 | Merchant Price Period
Lender's Counsel | 0% | 0 | 0 | No. of years |  | 0
Financing Fee (All-in Fees) | 0% | 0 | 0 | Capacity Charge ($/kW-mo.)
Sub Total | 0% | 0 | 0
|  |  |  | Variable Payment ($/mWh) |  | 2.2
Total Uses | 100% | 116081 | 510.2462
|  |  |  | Net Generation (MWh) |  | 557375
SUMMARY OUTPUT:
TECHNICAL ASSUMPTIONS:
All-in Capital Cost ($/kW) |  | 510.2462
|  |  |  | Site Condition (MW) |  | 227.5
|  | Avg. | Min | Evaporative Cooler (MW) |  | 0
DSCR |  | 1.3016 | 1.3 | Net Output (MW) |  | 227.5
Enron Equity Returns |  |  |  | No. of Starts per year |  | 140
20 Yrs After-Tax Cashflow with Zero Residual Value |  | 2.198% |  | Available PSIG |  | 400
20 Yrs After-Tax Cashflow with 5x EBITDA Exit Multiple Residual Value |  | 3.481% | Target | No. of Run Hours per year |  | 2450
20 Yrs After-Tax Cashflow with 20% Initial Project Cost Residual Value |  | 4.235% | 12%
20 Yrs After-Tax Cashflow with $200/kW Residual Value |  | 5.546%
Key Stats | 2001 | 2002 | 2003
EBITDA (000 $) | 6769 | 10416.43 | 10368.5629
Net Income (000 $) | -1052.967 | -1327.4677 | -1232.6689
Pre-Tax Cashflow (000 $) | 4377.4548 | 4828.5583 | 4979.746
Cashflow to Equity (000 $) | 3504.0032 | 2459.5368 | 2383.5653
Note on C21: clau: $62,000/turbine as per Bruce Golden
Note on C41: Ben Rogers: Make sure that ENA is not operating the facility, thus there will be no mobilization costs
Note on C58: Ben Rogers: Based on company's estimate
Note on H11: clau: Calculated to include Carry Cost on a separate spreadsheet.
Note on H13: clau: This is an estimate, please check with Engineers for specific project
Note on H14: clau: This is an estimate, please check with Engineers for specific project
Note on H15: clau: This is an estimate, please check with Engineers for specific project
Note on H61: clau: As per Bruce Golden for simple cycle LM6000
Note on H72: Ben Rogers: Based on company's estimates
Note on L38: clau: Assumption checked with Patrick Maloy on 2/4/00.
Note on L43: clau: Assumption used for GenCo. Verified with Jody Pierce 2/3/00.
Note on N55: Ben Rogers: Need to check with Patrick Maloy the states tax rate

## IS
PROJECT NAME: UAE-Lowell
INCOME STATEMENT
|  | 0.66667 | 1.6667 | 2.6667 | 3.6667 | 4.6667 | 5.6667 | 6.6667 | 7.6667 | 8.6667 | 9.6667 | 10.6667 | 11.6667 | 12.6667 | 13.6667 | 14.6667 | 15.6667 | 16.6667 | 17.6667 | 18.6667 | 19.6667 | 20.6667 | 21.6667 | 22.6667 | 23.6667 | 24.6667 | 25.6667 | 26.6667 | 27.6667 | 28.6667 | 29.6667 | 30.6667
('000 $) |  | 2001 | 2002 | 2003 | 2004 | 2005 | 2006 | 2007 | 2008 | 2009 | 2010 | 2011 | 2012 | 2013 | 2014 | 2015 | 2016 | 2017 | 2018 | 2019 | 2020 | 2021 | 2022 | 2023 | 2024 | 2025 | 2026 | 2027 | 2028 | 2029 | 2030 | 2031
|  | 2001-12-31 | 2002-12-31 | 2003-12-31 | 2004-12-31 | 2005-12-31 | 2006-12-31 | 2007-12-31 | 2008-12-31 | 2009-12-31 | 2010-12-31 | 2011-12-31 | 2012-12-31 | 2013-12-31 | 2014-12-31 | 2015-12-31 | 2016-12-31 | 2017-12-31 | 2018-12-31 | 2019-12-31 | 2020-12-31 | 2021-12-31 | 2022-12-31 | 2023-12-31 | 2024-12-31 | 2025-12-31 | 2026-12-31 | 2027-12-31 | 2028-12-31 | 2029-12-31 | 2030-12-31 | 2031-12-31
Revenue
Capacity Revenue |  | 8190 | 12285 | 12285 | 12285 | 12285 | 12285 | 12285 | 12285 | 12285 | 12285 | 12285 | 12285 | 12285 | 12285 | 12285 | 12285 | 12285 | 12285 | 12285 | 12285 | 5691.2184 | 0 | 0 | 0 | 0 | 0 | 0 | 0 | 0 | 0 | 0
Energy Revenue |  | 19774.8604 | 19703.3432 | 19928.7331 | 20255.0904 | 20640.924 | 21049.8432 | 21472.1714 | 21924.9455 | 22408.2045 | 22921.989 | 23466.3403 | 23972.0913 | 24429.5723 | 25283.2297 | 25950.2893 | 26648.1428 | 27376.8399 | 28136.4317 | 28926.9707 | 29748.5111 | 30601.1088 | 15148.5959 | 15218.392 | 15290.282 | 15364.3287 | 15440.5968 | 15519.153 | 15600.0658 | 15683.406 | 15769.2464 | 15857.6621
Ancillary Services |  | 0 | 0 | 0 | 0 | 0 | 0 | 0 | 0 | 0 | 0 | 0 | 0 | 0 | 0 | 0 | 0 | 0 | 0 | 0 | 0 | 0 | 0 | 0 | 0 | 0 | 0 | 0 | 0 | 0 | 0 | 0
Total Revenue |  | 27964.8604 | 31988.3432 | 32213.7331 | 32540.0904 | 32925.924 | 33334.8432 | 33757.1714 | 34209.9455 | 34693.2045 | 35206.989 | 35751.3403 | 36257.0913 | 36714.5723 | 37568.2297 | 38235.2893 | 38933.1428 | 39661.8399 | 40421.4317 | 41211.9707 | 42033.5111 | 36292.3272 | 15148.5959 | 15218.392 | 15290.282 | 15364.3287 | 15440.5968 | 15519.153 | 15600.0658 | 15683.406 | 15769.2464 | 15857.6621
Expense
Fuel |  | 18524.2319 | 18415.1958 | 18601.9413 | 18888.4949 | 19233.3306 | 19600.022 | 19978.8556 | 20386.8302 | 20823.9458 | 21290.2025 | 21785.6002 | 22240.929 | 22646.4751 | 23446.6396 | 24058.6015 | 24699.7044 | 25369.9484 | 26069.3334 | 26797.8594 | 27555.5265 | 28342.3346 | 12822.0585 | 12822.0585 | 12822.0585 | 12822.0585 | 12822.0585 | 12822.0585 | 12822.0585 | 12822.0585 | 12822.0585 | 12822.0585
Fixed Operating Expenses |  | 329.3333 | 508.82 | 524.0846 | 539.8071 | 556.0014 | 572.6814 | 589.8618 | 607.5577 | 625.7844 | 644.558 | 663.8947 | 683.8115 | 704.3259 | 725.4557 | 747.2193 | 769.6359 | 792.725 | 816.5067 | 841.0019 | 866.232 | 892.2189 | 918.9855 | 946.5551 | 974.9517 | 1004.2003 | 1034.3263 | 1065.3561 | 1097.3168 | 1130.2363 | 1164.1434 | 1199.0677
Variable Operating Expenses |  | 170.5402 | 175.6565 | 180.9261 | 186.3539 | 191.9446 | 197.7029 | 203.634 | 209.743 | 216.0353 | 222.5163 | 229.1918 | 236.0676 | 243.1496 | 250.4441 | 257.9574 | 265.6961 | 273.667 | 281.877 | 290.3334 | 299.0434 | 308.0147 | 317.2551 | 326.7728 | 336.5759 | 346.6732 | 357.0734 | 367.7856 | 378.8192 | 390.1838 | 401.8893 | 413.9459
Major Maintenance |  | 1080.0882 | 1112.4909 | 1145.8656 | 1180.2416 | 1215.6488 | 1252.1183 | 1289.6818 | 1328.3723 | 1368.2235 | 1409.2702 | 1451.5483 | 1495.0947 | 1539.9476 | 1586.146 | 1633.7304 | 1682.7423 | 1733.2245 | 1785.2213 | 1838.7779 | 1893.9413 | 1950.7595 | 2009.2823 | 2069.5608 | 2131.6476 | 2195.597 | 2261.4649 | 2329.3089 | 2399.1881 | 2471.1638 | 2545.2987 | 2621.6576
Insurance |  | 266.6667 | 412 | 424.36 | 437.0908 | 450.2035 | 463.7096 | 477.6209 | 491.9495 | 506.708 | 521.9093 | 537.5666 | 553.6935 | 570.3044 | 587.4135 | 605.0359 | 623.187 | 641.8826 | 661.1391 | 680.9732 | 701.4024 | 722.4445 | 744.1178 | 766.4414 | 789.4346 | 813.1176 | 837.5112 | 862.6365 | 888.5156 | 915.1711 | 942.6262 | 970.905
SG&A |  | 0 | 0 | 0 | 0 | 0 | 0 | 0 | 0 | 0 | 0 | 0 | 0 | 0 | 0 | 0 | 0 | 0 | 0 | 0 | 0 | 0 | 0 | 0 | 0 | 0 | 0 | 0 | 0 | 0 | 0 | 0
Start Charge |  | 125 | 128.75 | 132.6125 | 136.5909 | 140.6886 | 144.9093 | 149.2565 | 153.7342 | 158.3463 | 163.0966 | 167.9895 | 173.0292 | 178.2201 | 183.5667 | 189.0737 | 194.7459 | 200.5883 | 206.606 | 212.8041 | 219.1883 | 225.7639 | 232.5368 | 239.5129 | 246.6983 | 254.0993 | 261.7222 | 269.5739 | 277.6611 | 285.991 | 294.5707 | 303.4078
Property Tax |  | 500 | 510 | 520.2 | 530.604 | 541.2161 | 552.0404 | 563.0812 | 574.3428 | 585.8297 | 597.5463 | 609.4972 | 621.6872 | 634.1209 | 646.8033 | 659.7394 | 672.9342 | 686.3929 | 700.1207 | 714.1231 | 728.4056 | 742.9737 | 757.8332 | 772.9898 | 788.4496 | 804.2186 | 820.303 | 836.7091 | 853.4432 | 870.5121 | 887.9223 | 905.6808
Franchise Tax |  | 0 | 0 | 0 | 0 | 0 | 0 | 0 | 0 | 0 | 0 | 0 | 0 | 0 | 0 | 0 | 0 | 0 | 0 | 0 | 0 | 0 | 0 | 0 | 0 | 0 | 0 | 0 | 0 | 0 | 0 | 0
Gross Receipts Tax |  | 0 | 0 | 0 | 0 | 0 | 0 | 0 | 0 | 0 | 0 | 0 | 0 | 0 | 0 | 0 | 0 | 0 | 0 | 0 | 0 | 0 | 0 | 0 | 0 | 0 | 0 | 0 | 0 | 0 | 0 | 0
Debt Service Reserve LOC Fee |  | 0 | 0 | 0 | 0 | 0 | 0 | 0 | 0 | 0 | 0 | 0 | 0 | 0 | 0 | 0 | 0 | 0 | 0 | 0 | 0 | 0 | 0 | 0 | 0 | 0 | 0 | 0 | 0 | 0 | 0 | 0
Marketing Fee |  | 66.6667 | 103 | 103 | 103 | 103 | 103 | 103 | 103 | 103 | 103 | 103 | 103 | 103 | 103 | 103 | 103 | 103 | 103 | 103 | 103 | 103 | 103 | 103 | 103 | 103 | 103 | 103 | 103 | 103 | 103 | 103
Administrative Fee |  | 66.6667 | 103 | 106.09 | 109.2727 | 112.5509 | 115.9274 | 119.4052 | 122.9874 | 126.677 | 130.4773 | 134.3916 | 138.4234 | 142.5761 | 146.8534 | 151.259 | 155.7967 | 160.4706 | 165.2848 | 170.2433 | 175.3506 | 180.6111 | 186.0295 | 191.6103 | 197.3587 | 203.2794 | 209.3778 | 215.6591 | 222.1289 | 228.7928 | 235.6566 | 242.7262
O&M Fees |  | 66.6667 | 103 | 106.09 | 109.2727 | 112.5509 | 115.9274 | 119.4052 | 122.9874 | 126.677 | 130.4773 | 134.3916 | 138.4234 | 142.5761 | 146.8534 | 151.259 | 155.7967 | 160.4706 | 165.2848 | 170.2433 | 175.3506 | 180.6111 | 186.0295 | 191.6103 | 197.3587 | 203.2794 | 209.3778 | 215.6591 | 222.1289 | 228.7928 | 235.6566 | 242.7262
Total Expense |  | 21195.8604 | 21571.9132 | 21845.1702 | 22220.7287 | 22657.1353 | 23118.0387 | 23593.8024 | 24101.5045 | 24641.227 | 25213.0538 | 25817.0716 | 26384.1595 | 26904.6957 | 27823.1756 | 28556.8755 | 29323.2393 | 30122.3699 | 30954.3737 | 31819.3597 | 32717.4406 | 33648.7321 | 18277.1281 | 18430.1119 | 18587.5336 | 18749.5234 | 18916.2151 | 19087.7468 | 19264.2603 | 19445.902 | 19632.8221 | 19825.1758
EBITDA |  | 6769 | 10416.43 | 10368.5629 | 10319.3618 | 10268.7887 | 10216.8045 | 10163.369 | 10108.4409 | 10051.9776 | 9993.9352 | 9934.2687 | 9872.9318 | 9809.8766 | 9745.0541 | 9678.4137 | 9609.9036 | 9539.47 | 9467.058 | 9392.611 | 9316.0705 | 2643.5951 | -3128.5323 | -3211.7199 | -3297.2516 | -3385.1946 | -3475.6183 | -3568.5938 | -3664.1945 | -3762.4959 | -3863.5757 | -3967.5137
Depreciation & Amortization |  | 4714.8667 | 7072.3 | 7072.3 | 7072.3 | 7072.3 | 4250.8333 | 2840.1 | 2840.1 | 2840.1 | 2840.1 | 2840.1 | 2840.1 | 2840.1 | 2840.1 | 2840.1 | 2840.1 | 2840.1 | 2840.1 | 2840.1 | 2840.1 | 2840.1 | 2840.1 | 2840.1 | 2840.1 | 2840.1 | 2840.1 | 2840.1 | 2840.1 | 2840.1 | 2840.1 | 946.7
EBIT |  | 2054.1333 | 3344.13 | 3296.2629 | 3247.0618 | 3196.4887 | 5965.9712 | 7323.269 | 7268.3409 | 7211.8776 | 7153.8352 | 7094.1687 | 7032.8318 | 6969.7766 | 6904.9541 | 6838.3137 | 6769.8036 | 6699.37 | 6626.958 | 6552.511 | 6475.9705 | -196.5049 | -5968.6323 | -6051.8199 | -6137.3516 | -6225.2946 | -6315.7183 | -6408.6938 | -6504.2945 | -6602.5959 | -6703.6757 | -4914.2137
Interest Expense |  | 3796.0142 | 5540.1064 | 5335.4174 | 5114.4986 | 4876.8033 | 4623.3195 | 4351.7254 | 4061.362 | 3748.7353 | 3414.4184 | 3055.5688 | 2671.0133 | 2256.6578 | 1812.5118 | 1335.0119 | 822.2789 | 274.256 | 0 | 0 | 0 | 0 | 54.1605 | 216.2834 | 443.6764 | 696.3224 | 975.5914 | 1284.355 | 1624.918 | 2001.0274 | 2414.7383 | 2950.5255
Pretax Book Income |  | -1741.8809 | -2195.9764 | -2039.1545 | -1867.4368 | -1680.3146 | 1342.6517 | 2971.5437 | 3206.979 | 3463.1422 | 3739.4168 | 4038.5999 | 4361.8185 | 4713.1187 | 5092.4423 | 5503.3019 | 5947.5246 | 6425.114 | 6626.958 | 6552.511 | 6475.9705 | -196.5049 | -6022.7928 | -6268.1033 | -6581.028 | -6921.617 | -7291.3097 | -7693.0488 | -8129.2126 | -8603.6234 | -9118.414 | -7864.7393
Book State Tax Benefit / (Expense) | 7% | 121.9317 | 153.7183 | 142.7408 | 130.7206 | 117.622 | -93.9856 | -208.0081 | -224.4885 | -242.42 | -261.7592 | -282.702 | -305.3273 | -329.9183 | -356.471 | -385.2311 | -416.3267 | -449.758 | -463.8871 | -458.6758 | -453.3179 | 13.7553 | 421.5955 | 438.7672 | 460.672 | 484.5132 | 510.3917 | 538.5134 | 569.0449 | 602.2536 | 638.289 | 550.5317
Shareholder Fed. Tax Benefit / (Expense) | 35% | 566.9822 | 714.7903 | 663.7448 | 607.8507 | 546.9424 | -437.0331 | -967.2375 | -1043.8716 | -1127.2528 | -1217.1802 | -1314.5643 | -1419.7719 | -1534.1202 | -1657.59 | -1791.3248 | -1935.9193 | -2091.3746 | -2157.0748 | -2132.8423 | -2107.9284 | 63.9624 | 1960.419 | 2040.2676 | 2142.1246 | 2252.9863 | 2373.3213 | 2504.0874 | 2646.0587 | 2800.4794 | 2968.0438 | 2559.9726
Net Income |  | -1052.967 | -1327.4677 | -1232.6689 | -1128.8655 | -1015.7502 | 811.633 | 1796.2982 | 1938.6188 | 2093.4695 | 2260.4775 | 2441.3337 | 2636.7193 | 2849.0803 | 3078.3814 | 3326.746 | 3595.2786 | 3883.9814 | 4005.9961 | 3960.9929 | 3914.7242 | -118.7872 | -3640.7782 | -3789.0685 | -3978.2314 | -4184.1175 | -4407.5967 | -4650.448 | -4914.109 | -5200.8903 | -5512.0813 | -4754.2349

## Capital Budget
UAE Lowell Power Expansion |  | PRELIMINARY DATA; ENGINEERING STUDY UNDERWAY TO CONFIRM ASSUMPTIONS
Capital Cost Breakdown ($ = 000's)
| 5x GE LM 6000 Base Package - Simple Cycle | DLE Combustor | 0 | (1=yes, 0=no)
Feb 23 Meeting with Enron Capital and Trade
|  | Lowell Expansion |  |  |  | GT Pro
Gas Turbine Package |  | Equipment | Installation | Total | Per Unit
| Gas Turbine Generator | 69000 | 1000 | 70000 | 14000 | 70000 | 0
| Sprint Package Adder (unavail w/DLE) | 1500 | 0 | 1500 | 300 |  | 1500
| Inlet Air Chiller | 3800 | 250 | 4050 | 810 | 4278 | -228
| Switchgear/MCC/Relays/Breaker Set | 1000 | 250 | 1250 | 250 | 770 | 480
| Stack(s)/Noise Attenuation/Buildings | 1250 | 250 | 1500 | 300 |  | 1500
| Water Tube Oil Cooler | 0 | 0 | 0 | 0 |  | 0
| Freight | 500 | 0 | 500 | 100 |  | 500
| Spare Parts Inventory | 350 | 0 | 350 | 70 | 250 | 100
Total Base Package |  | 77400 | 1750 | 79150 | 15830 | 75298 | 3852
Emissions Controls
| Vanadium-Titanium SCR (to 2 ppm NOX) | 4600 | 250 | 4850 | 970
| CO Oxidation Catalyst (to 10ppm CO) | 1000 | 100 | 1100 | 220
| Dry Low Emissions (DLE) Combustor Adder | 0 | 200 | 200 | 40
|  | 5600 | 550 | 6150 | 1230
Balance Of Plant
| Pads and Grading | 1200 | 400 | 1600 | 320
| Fuel Gas Compressors | 1000 | 250 | 1250 | 250
| Control Room (upgrade to existing unit) | 250 | 100 | 350 | 70
| Controls For Remote Operation | 50 | 50 | 100 | 20
| Demin Water Treatment (for Sprint/Water Inj) | 500 | 100 | 600 | 120
| Fire Protection | 300 | 100 | 400 | 80
| Cooling Tower for Chiller | 1200 | 350 | 1550 | 310
| Ammonia System (Tanks, Unldg./Fwdg. Pumps) | 250 | 50 | 300 | 60
| Step-Up Transformer(s) | 1500 | 300 | 1800 | 360
| Piping | 300 | 120 | 420 | 84
| Wiring | 700 | 450 | 1150 | 230
| Continuous Emissions Monitoring | 550 | 150 | 700 | 140
| Other | 0 | 0 | 0 | 0
Total Emissions and BOP |  | 13400 | 2970 | 16370 | 3274
Total EPC |  |  |  | 95520 | 19104
Owner's Cost
| Air Permitting | 500 |  |  | 100
| Air Permit Fees | 25 |  |  | 5
| Boston Gas Upgrades | 2000 |  |  | 400
| Utility Connection Cost (NEP) | 750 |  |  | 150
| Interconnect Study (NEP) | 250 |  |  | 50
| Property Purchase | 1000 |  |  | 200
| Water/Sewer Connect | 200 |  |  | 40
| Phase I/Phase II Environmental Review | 35 |  |  | 7
| Engineering Plant Specification | 50 |  |  | 10
| Engineering (Studies/Services/Conceptual) | 75 |  |  | 15
| Development/Construction Management | 600 |  |  | 120
| Interest During Construction | 3220 |  |  | 644
| Misc. Permits/Fees |  |  |  | 0
| Legal Fees | 500 |  |  | 100
| Bank Fees | 500 |  |  | 100
| Emissions Offsets | 350 |  |  | 70
| Working Capital | 2500 |  |  | 500
| Miscellaneous Consultants | 100 |  |  | 20
| Owner's Contingency (3% of EPC) | 2865.6 |  |  | 573.12
Total Owner's |  | 15520.6 |  |  | 3104.12
Commissioning
| Site Infrastructure (roads, landscape, neighbors) | 250 |  |  | 50
| Start Up | 500 |  |  | 100
Total Commissioning |  | 750 |  |  | 150
Total
| Base Package | 79150 |  |  | 15830
| BOP | 16370 |  |  | 3274
| Sales Tax (5.0%) | 4540 |  |  | 908
| Owner's Cost | 15520.6 |  |  | 3104.12
| Other Costs | 750 |  |  | 150
Total Capital Cost |  | 116330.6 |  |  | 23266.12
ISO Output (MW) |  | 227.5 |  |  | 45.5
$/kW |  | 511.3433 |  |  | 511.3433
| DLE Estimated Output at 90 deg F | 221.6
| Sprint/Water Inj Estimated Output at 90 deg F | 227.5

## Gas Curve
Total Price to
| Tenn Zone 6 | Annual | Year | Price
2001-01-01 | 4.0555 |  | 2001 | 3.1784
2001-02-01 | 3.8955 |  | 2002 | 3.1597
2001-03-01 | 3.343 |  | 2003 | 3.1917 | 1.0101
2001-04-01 | 2.863 |  | 2004 | 3.2409 | 1.0154
2001-05-01 | 2.781 |  | 2005 | 3.3 | 1.0183
2001-06-01 | 2.793 |  | 2006 | 3.363 | 1.0191
2001-07-01 | 2.816 |  | 2007 | 3.428 | 1.0193
2001-08-01 | 2.8155 |  | 2008 | 3.498 | 1.0204
2001-09-01 | 2.796 |  | 2009 | 3.573 | 1.0214
2001-10-01 | 2.8405 |  | 2010 | 3.653 | 1.0224
2001-11-01 | 3.2795 |  | 2011 | 3.738 | 1.0233
2001-12-01 | 3.862 | 3.1784 | 2012 | 3.8161 | 1.0209
2002-01-01 | 4.0725 |  | 2013 | 3.8857 | 1.0182
2002-02-01 | 3.925 |  | 2014 | 4.023 | 1.0353
2002-03-01 | 3.3155 |  | 2015 | 4.128 | 1.0261
2002-04-01 | 2.829 |  | 2016 | 4.238 | 1.0266
2002-05-01 | 2.77 |  | 2017 | 4.353 | 1.0271
2002-06-01 | 2.782 |  | 2018 | 4.473 | 1.0276
2002-07-01 | 2.799 |  | 2019 | 4.598 | 1.0279
2002-08-01 | 2.8025 |  | 2020 | 4.728 | 1.0283
2002-09-01 | 2.782 |  | 2021 | 4.863 | 1.0286
2002-10-01 | 2.8255
2002-11-01 | 3.2965
2002-12-01 | 3.7165 | 3.1597
2003-01-01 | 4.0725
2003-02-01 | 3.937
2003-03-01 | 3.358
2003-04-01 | 2.864
2003-05-01 | 2.805
2003-06-01 | 2.817
2003-07-01 | 2.834
2003-08-01 | 2.8375
2003-09-01 | 2.817
2003-10-01 | 2.8605
2003-11-01 | 3.3365
2003-12-01 | 3.7615 | 3.1917
2004-01-01 | 4.1325
2004-02-01 | 3.997
2004-03-01 | 3.408
2004-04-01 | 2.909
2004-05-01 | 2.85
2004-06-01 | 2.862
2004-07-01 | 2.879
2004-08-01 | 2.8825
2004-09-01 | 2.862
2004-10-01 | 2.9055
2004-11-01 | 3.3865
2004-12-01 | 3.8165 | 3.2409
2005-01-01 | 4.2025
2005-02-01 | 4.067
2005-03-01 | 3.468
2005-04-01 | 2.964
2005-05-01 | 2.905
2005-06-01 | 2.917
2005-07-01 | 2.934
2005-08-01 | 2.9375
2005-09-01 | 2.917
2005-10-01 | 2.9605
2005-11-01 | 3.4465
2005-12-01 | 3.8815 | 3.3
2006-01-01 | 4.2775
2006-02-01 | 4.142
2006-03-01 | 3.533
2006-04-01 | 3.024
2006-05-01 | 2.965
2006-06-01 | 2.977
2006-07-01 | 2.994
2006-08-01 | 2.9975
2006-09-01 | 2.977
2006-10-01 | 3.0205
2006-11-01 | 3.5065
2006-12-01 | 3.9415 | 3.363
2007-01-01 | 4.3425
2007-02-01 | 4.207
2007-03-01 | 3.598
2007-04-01 | 3.089
2007-05-01 | 3.03
2007-06-01 | 3.042
2007-07-01 | 3.059
2007-08-01 | 3.0625
2007-09-01 | 3.042
2007-10-01 | 3.0855
2007-11-01 | 3.5715
2007-12-01 | 4.0065 | 3.428
2008-01-01 | 4.4125
2008-02-01 | 4.277
2008-03-01 | 3.668
2008-04-01 | 3.159
2008-05-01 | 3.1
2008-06-01 | 3.112
2008-07-01 | 3.129
2008-08-01 | 3.1325
2008-09-01 | 3.112
2008-10-01 | 3.1555
2008-11-01 | 3.6415
2008-12-01 | 4.0765 | 3.498
2009-01-01 | 4.4875
2009-02-01 | 4.352
2009-03-01 | 3.743
2009-04-01 | 3.234
2009-05-01 | 3.175
2009-06-01 | 3.187
2009-07-01 | 3.204
2009-08-01 | 3.2075
2009-09-01 | 3.187
2009-10-01 | 3.2305
2009-11-01 | 3.7165
2009-12-01 | 4.1515 | 3.573
2010-01-01 | 4.5675
2010-02-01 | 4.432
2010-03-01 | 3.823
2010-04-01 | 3.314
2010-05-01 | 3.255
2010-06-01 | 3.267
2010-07-01 | 3.284
2010-08-01 | 3.2875
2010-09-01 | 3.267
2010-10-01 | 3.3105
2010-11-01 | 3.7965
2010-12-01 | 4.2315 | 3.653
2011-01-01 | 4.6525
2011-02-01 | 4.517
2011-03-01 | 3.908
2011-04-01 | 3.399
2011-05-01 | 3.34
2011-06-01 | 3.352
2011-07-01 | 3.369
2011-08-01 | 3.3725
2011-09-01 | 3.352
2011-10-01 | 3.3955
2011-11-01 | 3.8815
2011-12-01 | 4.3165 | 3.738
2012-01-01 | 4.7425
2012-02-01 | 4.607
2012-03-01 | 3.998
2012-04-01 | 3.489
2012-05-01 | 3.43
2012-06-01 | 3.442
2012-07-01 | 3.459
2012-08-01 | 3.4625
2012-09-01 | 3.442
2012-10-01 | 3.4855
2012-11-01 | 3.9715
2012-12-01 | 4.264 | 3.8161
2013-01-01 | 4.39
2013-02-01 | 4.702
2013-03-01 | 4.093
2013-04-01 | 3.584
2013-05-01 | 3.525
2013-06-01 | 3.537
2013-07-01 | 3.554
2013-08-01 | 3.5575
2013-09-01 | 3.537
2013-10-01 | 3.5805
2013-11-01 | 4.0665
2013-12-01 | 4.5015 | 3.8857
2014-01-01 | 4.9375
2014-02-01 | 4.802
2014-03-01 | 4.193
2014-04-01 | 3.684
2014-05-01 | 3.625
2014-06-01 | 3.637
2014-07-01 | 3.654
2014-08-01 | 3.6575
2014-09-01 | 3.637
2014-10-01 | 3.6805
2014-11-01 | 4.1665
2014-12-01 | 4.6015 | 4.023
2015-01-01 | 5.0425
2015-02-01 | 4.907
2015-03-01 | 4.298
2015-04-01 | 3.789
2015-05-01 | 3.73
2015-06-01 | 3.742
2015-07-01 | 3.759
2015-08-01 | 3.7625
2015-09-01 | 3.742
2015-10-01 | 3.7855
2015-11-01 | 4.2715
2015-12-01 | 4.7065 | 4.128
2016-01-01 | 5.1525
2016-02-01 | 5.017
2016-03-01 | 4.408
2016-04-01 | 3.899
2016-05-01 | 3.84
2016-06-01 | 3.852
2016-07-01 | 3.869
2016-08-01 | 3.8725
2016-09-01 | 3.852
2016-10-01 | 3.8955
2016-11-01 | 4.3815
2016-12-01 | 4.8165 | 4.238
2017-01-01 | 5.2675
2017-02-01 | 5.132
2017-03-01 | 4.523
2017-04-01 | 4.014
2017-05-01 | 3.955
2017-06-01 | 3.967
2017-07-01 | 3.984
2017-08-01 | 3.9875
2017-09-01 | 3.967
2017-10-01 | 4.0105
2017-11-01 | 4.4965
2017-12-01 | 4.9315 | 4.353
2018-01-01 | 5.3875
2018-02-01 | 5.252
2018-03-01 | 4.643
2018-04-01 | 4.134
2018-05-01 | 4.075
2018-06-01 | 4.087
2018-07-01 | 4.104
2018-08-01 | 4.1075
2018-09-01 | 4.087
2018-10-01 | 4.1305
2018-11-01 | 4.6165
2018-12-01 | 5.0515 | 4.473
2019-01-01 | 5.5125
2019-02-01 | 5.377
2019-03-01 | 4.768
2019-04-01 | 4.259
2019-05-01 | 4.2
2019-06-01 | 4.212
2019-07-01 | 4.229
2019-08-01 | 4.2325
2019-09-01 | 4.212
2019-10-01 | 4.2555
2019-11-01 | 4.7415
2019-12-01 | 5.1765 | 4.598
2020-01-01 | 5.6425
2020-02-01 | 5.507
2020-03-01 | 4.898
2020-04-01 | 4.389
2020-05-01 | 4.33
2020-06-01 | 4.342
2020-07-01 | 4.359
2020-08-01 | 4.3625
2020-09-01 | 4.342
2020-10-01 | 4.3855
2020-11-01 | 4.8715
2020-12-01 | 5.3065 | 4.728
2021-01-01 | 5.7775
2021-02-01 | 5.642
2021-03-01 | 5.033
2021-04-01 | 4.524
2021-05-01 | 4.465
2021-06-01 | 4.477
2021-07-01 | 4.494
2021-08-01 | 4.4975
2021-09-01 | 4.477
2021-10-01 | 4.5205
2021-11-01 | 5.0065
2021-12-01 | 5.4415 | 4.863

## Fixed and Variable Costs
United American Energy | PRELIMINARY ECONOMIC ANALYSIS
Lowell Power Expansion
Feb 23 Meeting with Enron Capital and Trade
Operations Summary
FIXED COSTS
Labor |  | 100 | add one+ maintenance
Annual Inspection of Gas Turbines |  | 100
Fixed - maint & consum |  | 193.75 | per S&S
Operator Fee |  | 100
G&A
Property & BI Insurance |  | 400
Replacement Power Insurance |  | discuss
Real Property Taxes |  | 500 | same as existing PILOT
Water Supply/Discharge |  | 100 | cooling tower
Interconnect and NEPOOL Fees |  | 150
Audit/Miscellaneous |  | 50
NOx Budget |  | 75
Asset Mgt. Cost |  | 100
1868.75
VARIABLE COSTS | $/mwhr | Cost | Energy | hrs/yr | Capacity
LM6000 | 2.3187 | 1258.9348 | 542942.5855 | 2450.1019 | 221.6
Consumables | 0.15418 | 83.7091 | 542942.5855

## Returns Analysis
PROJECT NAME: UAE-Lowell
RETURNS ANALYSIS
| 0 | 0.66667 | 1.6667 | 2.6667 | 3.6667 | 4.6667 | 5.6667 | 6.6667 | 7.6667 | 8.6667 | 9.6667 | 10.6667 | 11.6667 | 12.6667 | 13.6667 | 14.6667 | 15.6667 | 16.6667 | 17.6667 | 18.6667 | 19.6667 | 20.6667 | 21.6667 | 22.6667 | 23.6667 | 24.6667 | 25.6667 | 26.6667 | 27.6667 | 28.6667 | 29.6667 | 30.6667
('000 $) | Close | 2001 | 2002 | 2003 | 2004 | 2005 | 2006 | 2007 | 2008 | 2009 | 2010 | 2011 | 2012 | 2013 | 2014 | 2015 | 2016 | 2017 | 2018 | 2019 | 2020 | 2021 | 2022 | 2023 | 2024 | 2025 | 2026 | 2027 | 2028 | 2029 | 2030 | 2031
| 2000-06-01 | 2001-12-30 12:00 | 2002-12-30 18:00 | 2003-12-31 | 2004-12-30 06:00 | 2005-12-30 12:00 | 2006-12-30 18:00 | 2007-12-31 | 2008-12-30 06:00 | 2009-12-30 12:00 | 2010-12-30 18:00 | 2011-12-31 | 2012-12-30 06:00 | 2013-12-30 12:00 | 2014-12-30 18:00 | 2015-12-31 | 2016-12-30 06:00 | 2017-12-30 12:00 | 2018-12-30 18:00 | 2019-12-31 | 2020-12-30 06:00 | 2021-12-30 12:00 | 2022-12-30 18:00 | 2023-12-31 | 2024-12-30 06:00 | 2025-12-30 12:00 | 2026-12-30 18:00 | 2027-12-31 | 2028-12-30 06:00 | 2029-12-30 12:00 | 2030-12-30 18:00 | 2031-12-31
EBITDA | 0 | 6769 | 10416.43 | 10368.5629 | 10319.3618 | 10268.7887 | 10216.8045 | 10163.369 | 10108.4409 | 10051.9776 | 9993.9352 | 9934.2687 | 9872.9318 | 9809.8766 | 9745.0541 | 9678.4137 | 9609.9036 | 9539.47 | 9467.058 | 9392.611 | 9316.0705 | 2643.5951 | -3128.5323 | -3211.7199 | -3297.2516 | -3385.1946 | -3475.6183 | -3568.5938 | -3664.1945 | -3762.4959 | -3863.5757 | -3967.5137
Less Interest Payments | 0 | -2391.5452 | -5587.8717 | -5388.8169 | -5175.0381 | -4934.4642 | -4688.7338 | -4421.7906 | -4139.149 | -3826.5223 | -3500.7651 | -3148.229 | -2772.2315 | -2361.7518 | -1927.311 | -1458.4085 | -955.4246 | -411.6457 | 0 | 0 | 0 | 0 | -26.8773 | -162.4546 | -384.2901 | -629.8055 | -902.3962 | -1203.5055 | -1536.8997 | -1901.5818 | -2306.5653 | -1551.6531
Pre-Tax Cashflow | 0 | 4377.4548 | 4828.5583 | 4979.746 | 5144.3237 | 5334.3245 | 5528.0707 | 5741.5785 | 5969.2919 | 6225.4553 | 6493.1701 | 6786.0397 | 7100.7003 | 7448.1248 | 7817.7431 | 8220.0052 | 8654.4789 | 9127.8243 | 9467.058 | 9392.611 | 9316.0705 | 2643.5951 | -3155.4095 | -3374.1745 | -3681.5417 | -4015.0001 | -4378.0145 | -4772.0993 | -5201.0942 | -5664.0777 | -6170.141 | -5519.1668
Less Cash Taxes | 0 | 0 | 0 | 0 | 0 | 0 | 0 | 0 | 0 | 0 | 0 | 0 | 0 | 0 | 0 | 0 | 0 | -62.9656 | -1603.245 | -3714.7776 | -3684.5059 | -1045.5419 | 0 | 0 | 0 | 0 | 0 | 0 | 0 | 0 | 0 | 0
Less Principal Payments | 0 | -873.4517 | -2369.0215 | -2596.1807 | -2777.7756 | -2968.8958 | -3180.3162 | -3406.4335 | -3652.4057 | -3911.3 | -4198.0088 | -4504.959 | -4839.268 | -5191.2265 | -5581.3161 | -5999.3055 | -6454.9833 | -6697.9157 | 0 | 0 | 0 | 0 | 1326.4572 | 2617.0545 | 2905.9619 | 3215.2078 | 3558.6072 | 3930.7467 | 4339.0965 | 4775.0371 | 5259.1614 | 5344.5464
Less Capex | 0 | 0 | 0 | 0 | 0 | 0 | 0 | 0 | 0 | 0 | 0 | 0 | 0 | 0 | 0 | 0 | 0 | 0 | 0 | 0 | 0 | 0 | 0 | 0 | 0 | 0 | 0 | 0 | 0 | 0 | 0 | 0
Cashflow to Equity | 0 | 3504.0032 | 2459.5368 | 2383.5653 | 2366.5481 | 2365.4288 | 2347.7545 | 2335.145 | 2316.8862 | 2314.1553 | 2295.1613 | 2281.0807 | 2261.4323 | 2256.8982 | 2236.4269 | 2220.6998 | 2199.4956 | 2366.9431 | 7863.813 | 5677.8333 | 5631.5646 | 1598.0532 | -1828.9523 | -757.1199 | -775.5798 | -799.7923 | -819.4073 | -841.3526 | -861.9977 | -889.0406 | -910.9796 | -174.6204
Distribution to Equity | 2000-06-01: 100%
| 0 | 3504.0032 | 2459.5368 | 2383.5653 | 2366.5481 | 2365.4288 | 2347.7545 | 2335.145 | 2316.8862 | 2314.1553 | 2295.1613 | 2281.0807 | 2261.4323 | 2256.8982 | 2236.4269 | 2220.6998 | 2199.4956 | 2366.9431 | 7863.813 | 5677.8333 | 5631.5646 | 1598.0532 | -1828.9523 | -757.1199 | -775.5798 | -799.7923 | -819.4073 | -841.3526 | -861.9977 | -889.0406 | -910.9796 | -174.6204
Equity RROR | 2000-06-01: 14%
Beginning Balance | -46878.2365 | -46878.2365 | -46878.2365 | -46878.2365 | -46878.2365 | -46878.2365 | -46878.2365 | -46878.2365 | -46878.2365 | -46878.2365 | -46878.2365 | -46878.2365 | -46878.2365 | -46878.2365 | -46878.2365 | -46878.2365 | -46878.2365 | -46878.2365 | -46878.2365 | -45577.3766 | -45577.3766 | -45577.3766 | -45577.3766 | -45577.3766 | -45577.3766 | -45577.3766 | -45577.3766 | -45577.3766 | -45577.3766 | -45577.3766 | -45577.3766 | -45577.3766
RROR Target Coupon | 0 | 6562.9531 | 6562.9531 | 6562.9531 | 6562.9531 | 6562.9531 | 6562.9531 | 6562.9531 | 6562.9531 | 6562.9531 | 6562.9531 | 6562.9531 | 6562.9531 | 6562.9531 | 6562.9531 | 6562.9531 | 6562.9531 | 6562.9531 | 6562.9531 | 6380.8327 | 6380.8327 | 6380.8327 | 6380.8327 | 6380.8327 | 6380.8327 | 6380.8327 | 6380.8327 | 6380.8327 | 6380.8327 | 6380.8327 | 6380.8327 | 6380.8327
Actual Cash Flow | 0 | 3504.0032 | 2459.5368 | 2383.5653 | 2366.5481 | 2365.4288 | 2347.7545 | 2335.145 | 2316.8862 | 2314.1553 | 2295.1613 | 2281.0807 | 2261.4323 | 2256.8982 | 2236.4269 | 2220.6998 | 2199.4956 | 2366.9431 | 7863.813 | 5677.8333 | 5631.5646 | 1598.0532 | -1828.9523 | -757.1199 | -775.5798 | -799.7923 | -819.4073 | -841.3526 | -861.9977 | -889.0406 | -910.9796 | -174.6204
Equity Paydown | 0 | 0 | 0 | 0 | 0 | 0 | 0 | 0 | 0 | 0 | 0 | 0 | 0 | 0 | 0 | 0 | 0 | 0 | 1300.8599 | 0 | 0 | 0 | 0 | 0 | 0 | 0 | 0 | 0 | 0 | 0 | 0 | 0
Ending Balance | -46878.2365 | -46878.2365 | -46878.2365 | -46878.2365 | -46878.2365 | -46878.2365 | -46878.2365 | -46878.2365 | -46878.2365 | -46878.2365 | -46878.2365 | -46878.2365 | -46878.2365 | -46878.2365 | -46878.2365 | -46878.2365 | -46878.2365 | -46878.2365 | -45577.3766 | -45577.3766 | -45577.3766 | -45577.3766 | -45577.3766 | -45577.3766 | -45577.3766 | -45577.3766 | -45577.3766 | -45577.3766 | -45577.3766 | -45577.3766 | -45577.3766 | -45577.3766
ENRON'S RETURNS ANALYSIS
Zero Residual Value
Equity Return | 2000-06-01: -46878.2365
Actual Cash Flow | 0 | 3504.0032 | 2459.5368 | 2383.5653 | 2366.5481 | 2365.4288 | 2347.7545 | 2335.145 | 2316.8862 | 2314.1553 | 2295.1613 | 2281.0807 | 2261.4323 | 2256.8982 | 2236.4269 | 2220.6998 | 2199.4956 | 2366.9431 | 7863.813 | 5677.8333 | 5631.5646 | 1598.0532 | -1828.9523 | -757.1199 | -775.5798 | -799.7923 | -819.4073 | -841.3526 | -861.9977 | -889.0406 | -910.9796 | -174.6204
Total Cash Flow | -46878.2365 | 3504.0032 | 2459.5368 | 2383.5653 | 2366.5481 | 2365.4288 | 2347.7545 | 2335.145 | 2316.8862 | 2314.1553 | 2295.1613 | 2281.0807 | 2261.4323 | 2256.8982 | 2236.4269 | 2220.6998 | 2199.4956 | 2366.9431 | 7863.813 | 5677.8333 | 5631.5646 | 1598.0532 | -1828.9523 | -757.1199 | -775.5798 | -799.7923 | -819.4073 | -841.3526 | -861.9977 | -889.0406 | -910.9796 | -174.6204
| IRR | 2.198%
With 5x EBITDA Exit Multiple
Equity Return | 2000-06-01: -46878.2365
Actual Cash Flow | 0 | 3504.0032 | 2459.5368 | 2383.5653 | 2366.5481 | 2365.4288 | 2347.7545 | 2335.145 | 2316.8862 | 2314.1553 | 2295.1613 | 2281.0807 | 2261.4323 | 2256.8982 | 2236.4269 | 2220.6998 | 2199.4956 | 2366.9431 | 7863.813 | 5677.8333 | 5631.5646 | 1598.0532 | -1828.9523 | -757.1199 | -775.5798 | -799.7923 | -819.4073 | -841.3526 | -861.9977 | -889.0406 | -910.9796 | -174.6204
Residual Value | 0 | 0 | 0 | 0 | 0 | 0 | 0 | 0 | 0 | 0 | 0 | 0 | 0 | 0 | 0 | 0 | 0 | 0 | 0 | 0 | 0 | 13217.9754 | 0 | 0 | 0 | 0 | 0 | 0 | 0 | 0 | 0 | -19317.8785
Total Cash Flow | -46878.2365 | 3504.0032 | 2459.5368 | 2383.5653 | 2366.5481 | 2365.4288 | 2347.7545 | 2335.145 | 2316.8862 | 2314.1553 | 2295.1613 | 2281.0807 | 2261.4323 | 2256.8982 | 2236.4269 | 2220.6998 | 2199.4956 | 2366.9431 | 7863.813 | 5677.8333 | 5631.5646 | 14816.0286 | -1828.9523 | -757.1199 | -775.5798 | -799.7923 | -819.4073 | -841.3526 | -861.9977 | -889.0406 | -910.9796 | -19492.4989
| IRR | 3.481%
With 20% Initial Project Cost
Equity Return | 2000-06-01: -46878.2365
Actual Cash Flow | 0 | 3504.0032 | 2459.5368 | 2383.5653 | 2366.5481 | 2365.4288 | 2347.7545 | 2335.145 | 2316.8862 | 2314.1553 | 2295.1613 | 2281.0807 | 2261.4323 | 2256.8982 | 2236.4269 | 2220.6998 | 2199.4956 | 2366.9431 | 7863.813 | 5677.8333 | 5631.5646 | 1598.0532 | -1828.9523 | -757.1199 | -775.5798 | -799.7923 | -819.4073 | -841.3526 | -861.9977 | -889.0406 | -910.9796 | -174.6204
Residual Value | 0 | 0 | 0 | 0 | 0 | 0 | 0 | 0 | 0 | 0 | 0 | 0 | 0 | 0 | 0 | 0 | 0 | 0 | 0 | 0 | 0 | 23216.2 | 0 | 0 | 0 | 0 | 0 | 0 | 0 | 0 | 0 | 23216.2
Total Cash Flow | -46878.2365 | 3504.0032 | 2459.5368 | 2383.5653 | 2366.5481 | 2365.4288 | 2347.7545 | 2335.145 | 2316.8862 | 2314.1553 | 2295.1613 | 2281.0807 | 2261.4323 | 2256.8982 | 2236.4269 | 2220.6998 | 2199.4956 | 2366.9431 | 7863.813 | 5677.8333 | 5631.5646 | 24814.2532 | -1828.9523 | -757.1199 | -775.5798 | -799.7923 | -819.4073 | -841.3526 | -861.9977 | -889.0406 | -910.9796 | 23041.5796
| IRR | 4.235%
With $200/kW
Equity Return | 2000-06-01: -46878.2365
Actual Cash Flow | 0 | 3504.0032 | 2459.5368 | 2383.5653 | 2366.5481 | 2365.4288 | 2347.7545 | 2335.145 | 2316.8862 | 2314.1553 | 2295.1613 | 2281.0807 | 2261.4323 | 2256.8982 | 2236.4269 | 2220.6998 | 2199.4956 | 2366.9431 | 7863.813 | 5677.8333 | 5631.5646 | 1598.0532 | -1828.9523 | -757.1199 | -775.5798 | -799.7923 | -819.4073 | -841.3526 | -861.9977 | -889.0406 | -910.9796 | -174.6204
Residual Value | 0 | 0 | 0 | 0 | 0 | 0 | 0 | 0 | 0 | 0 | 0 | 0 | 0 | 0 | 0 | 0 | 0 | 0 | 0 | 0 | 0 | 45500 | 0 | 0 | 0 | 0 | 0 | 0 | 0 | 0 | 0 | 45500
Total Cash Flow | -46878.2365 | 3504.0032 | 2459.5368 | 2383.5653 | 2366.5481 | 2365.4288 | 2347.7545 | 2335.145 | 2316.8862 | 2314.1553 | 2295.1613 | 2281.0807 | 2261.4323 | 2256.8982 | 2236.4269 | 2220.6998 | 2199.4956 | 2366.9431 | 7863.813 | 5677.8333 | 5631.5646 | 47098.0532 | -1828.9523 | -757.1199 | -775.5798 | -799.7923 | -819.4073 | -841.3526 | -861.9977 | -889.0406 | -910.9796 | 45325.3796
| IRR | 5.546%

## Price_Technical Assumption
PROJECT NAME: UAE-Lowell
PRICE/TECHNICAL ASSUMPTIONS
|  | 0.66667 | 1.6667 | 2.6667 | 3.6667 | 4.6667 | 5.6667 | 6.6667 | 7.6667 | 8.6667 | 9.6667 | 10.6667 | 11.6667 | 12.6667 | 13.6667 | 14.6667 | 15.6667 | 16.6667 | 17.6667 | 18.6667 | 19.6667 | 20.6667 | 21.6667 | 22.6667 | 23.6667 | 24.6667 | 25.6667 | 26.6667 | 27.6667 | 28.6667 | 29.6667 | 30.6667
|  | 2001 | 2002 | 2003 | 2004 | 2005 | 2006 | 2007 | 2008 | 2009 | 2010 | 2011 | 2012 | 2013 | 2014 | 2015 | 2016 | 2017 | 2018 | 2019 | 2020 | 2021 | 2022 | 2023 | 2024 | 2025 | 2026 | 2027 | 2028 | 2029 | 2030 | 2031
CAPACITY PRICE $/kW-MONTH
| Fixed Price | 4.5 | 4.5 | 4.5 | 4.5 | 4.5 | 4.5 | 4.5 | 4.5 | 4.5 | 4.5 | 4.5 | 4.5 | 4.5 | 4.5 | 4.5 | 4.5 | 4.5 | 4.5 | 4.5 | 4.5 | 4.5 | 4.5 | 4.5 | 4.5 | 4.5 | 4.5 | 4.5 | 4.5 | 4.5 | 4.5 | 4.5
Merchant Price
1 | Base | 5.4933 | 5.6581 | 5.6458 | 5.7213 | 5.6998 | 5.7713 | 5.8419 | 5.9116 | 6.0889 | 6.1596 | 6.3444 | 6.4159 | 6.6084 | 6.6806 | 6.7512 | 6.82 | 6.8869 | 6.9516 | 7.014 | 7.0739 | 7.1311 | 7.1854 | 7.2396 | 7.2939 | 7.3482 | 7.4024 | 7.4567 | 7.5109 | 7.5652 | 7.6195 | 7.6737
2 | Low | 4.3775 | 4.5088 | 4.7352 | 4.8772 | 5.0235 | 5.1742 | 5.3295 | 5.2782 | 5.2191 | 5.0397 | 4.9602 | 4.8713 | 4.8951 | 4.9159 | 4.8037 | 4.8141 | 4.8208 | 4.9654 | 5.1144 | 5.1173 | 5.2708 | 5.429 | 5.5871 | 5.7452 | 5.9033 | 6.0615 | 6.2196 | 6.3777 | 6.5358 | 6.694 | 6.8521
3 | Index | 0 | 0 | 0 | 0 | 0 | 0 | 0 | 0 | 0 | 0 | 0 | 0 | 0 | 0 | 0 | 0 | 0 | 0 | 0 | 0 | 0 | 0 | 0 | 0 | 0 | 0 | 0 | 0 | 0 | 0 | 0
4 | Custom | 0 | 0 | 0 | 0 | 0 | 0 | 0 | 0 | 0 | 0 | 0 | 0 | 0 | 0 | 0 | 0 | 0 | 0 | 0 | 0 | 0 | 0 | 0 | 0 | 0 | 0 | 0 | 0 | 0 | 0 | 0
1 | Market Price Scenario | 5.4933 | 5.6581 | 5.6458 | 5.7213 | 5.6998 | 5.7713 | 5.8419 | 5.9116 | 6.0889 | 6.1596 | 6.3444 | 6.4159 | 6.6084 | 6.6806 | 6.7512 | 6.82 | 6.8869 | 6.9516 | 7.014 | 7.0739 | 7.1311 | 7.1854 | 7.2396 | 7.2939 | 7.3482 | 7.4024 | 7.4567 | 7.5109 | 7.5652 | 7.6195 | 7.6737
| Blended Capacity Price | 4.5 | 4.5 | 4.5 | 4.5 | 4.5 | 4.5 | 4.5 | 4.5 | 4.5 | 4.5 | 4.5 | 4.5 | 4.5 | 4.5 | 4.5 | 4.5 | 4.5 | 4.5 | 4.5 | 4.5 | 6.2541 | 7.1854 | 7.2396 | 7.2939 | 7.3482 | 7.4024 | 7.4567 | 7.5109 | 7.5652 | 7.6195 | 7.6737
GAS PRICE $/MMBTU
1 | Index (Tenn Zone 6) | 3.1784 | 3.1597 | 3.1917 | 3.2409 | 3.3 | 3.363 | 3.428 | 3.498 | 3.573 | 3.653 | 3.738 | 3.8161 | 3.8857 | 4.023 | 4.128 | 4.238 | 4.353 | 4.473 | 4.598 | 4.728 | 4.863 | 2.2 | 2.2 | 2.2 | 2.2 | 2.2 | 2.2 | 2.2 | 2.2 | 2.2 | 2.2
2 | Fixed | 2.5 | 2.5 | 2.5 | 2.5 | 2.5 | 2.5 | 2.5 | 2.5 | 2.5 | 2.5 | 2.5 | 2.5 | 2.5 | 2.5 | 2.5 | 2.5 | 2.5 | 2.5 | 2.5 | 2.5 | 2.5 | 2.5 | 2.5 | 2.5 | 2.5 | 2.5 | 2.5 | 2.5 | 2.5 | 2.5 | 2.5
3 | Custom | 1.5 | 1.5 | 1.5 | 1.5 | 1.5 | 1.5 | 1.5 | 1.5 | 1.5 | 1.5 | 1.5 | 1.5 | 1.5 | 1.5 | 1.5 | 1.5 | 1.5 | 1.5 | 1.5 | 1.5 | 1.5 | 1.5 | 1.5 | 1.5 | 1.5 | 1.5 | 1.5 | 1.5 | 1.5 | 1.5 | 1.5
| Sales Tax Rate | 1.5% | 1.5% | 1.5% | 1.5% | 1.5% | 1.5% | 1.5% | 1.5% | 1.5% | 1.5% | 1.5% | 1.5% | 1.5% | 1.5% | 1.5% | 1.5% | 1.5% | 1.5% | 1.5% | 1.5% | 1.5% | 1.5% | 1.5% | 1.5% | 1.5% | 1.5% | 1.5% | 1.5% | 1.5% | 1.5% | 1.5%
1 | Gas Price Assumption | 3.2261 | 3.2071 | 3.2396 | 3.2895 | 3.3495 | 3.4134 | 3.4794 | 3.5504 | 3.6266 | 3.7078 | 3.794 | 3.8733 | 3.944 | 4.0833 | 4.1899 | 4.3015 | 4.4183 | 4.5401 | 4.6669 | 4.7989 | 4.9359 | 2.233 | 2.233 | 2.233 | 2.233 | 2.233 | 2.233 | 2.233 | 2.233 | 2.233 | 2.233
ENERGY PRICE $/MWH
| Fuel | 33.2348 | 33.0391 | 33.3742 | 33.8883 | 34.507 | 35.1649 | 35.8445 | 36.5765 | 37.3607 | 38.1973 | 39.0861 | 39.903 | 40.6306 | 42.0662 | 43.1641 | 44.3143 | 45.5168 | 46.7716 | 48.0787 | 49.438 | 50.8497 | 23.0044 | 23.0044 | 23.0044 | 23.0044 | 23.0044 | 23.0044 | 23.0044 | 23.0044 | 23.0044 | 23.0044
| Variable O&M | 2.2438 | 2.3111 | 2.3804 | 2.4518 | 2.5254 | 2.6012 | 2.6792 | 2.7596 | 2.8424 | 2.9276 | 3.0155 | 3.1059 | 3.1991 | 3.2951 | 3.3939 | 3.4957 | 3.6006 | 3.7086 | 3.8199 | 3.9345 | 4.0525 | 4.1741 | 4.2993 | 4.4283 | 4.5611 | 4.698 | 4.8389 | 4.9841 | 5.1336 | 5.2876 | 5.4462
| Marginal Cost of Generation | 35.4786 | 35.3502 | 35.7546 | 36.3401 | 37.0324 | 37.766 | 38.5237 | 39.3361 | 40.2031 | 41.1249 | 42.1015 | 43.0089 | 43.8297 | 45.3613 | 46.558 | 47.8101 | 49.1175 | 50.4803 | 51.8986 | 53.3725 | 54.9022 | 27.1785 | 27.3037 | 27.4327 | 27.5655 | 27.7023 | 27.8433 | 27.9885 | 28.138 | 28.292 | 28.4506
Pass-through | Energy Price Assumption | 35.4786 | 35.3502 | 35.7546 | 36.3401 | 37.0324 | 37.766 | 38.5237 | 39.3361 | 40.2031 | 41.1249 | 42.1015 | 43.0089 | 43.8297 | 45.3613 | 46.558 | 47.8101 | 49.1175 | 50.4803 | 51.8986 | 53.3725 | 54.9022 | 27.1785 | 27.3037 | 27.4327 | 27.5655 | 27.7023 | 27.8433 | 27.9885 | 28.138 | 28.292 | 28.4506
HEAT RATE (HHV)
| New and Clean | 10100 | 10100 | 10100 | 10100 | 10100 | 10100 | 10100 | 10100 | 10100 | 10100 | 10100 | 10100 | 10100 | 10100 | 10100 | 10100 | 10100 | 10100 | 10100 | 10100 | 10100 | 10100 | 10100 | 10100 | 10100 | 10100 | 10100 | 10100 | 10100 | 10100 | 10100
Degradation (%) | bar: 2001 to 2031
| Net Heat Rate | 10302 | 10302 | 10302 | 10302 | 10302 | 10302 | 10302 | 10302 | 10302 | 10302 | 10302 | 10302 | 10302 | 10302 | 10302 | 10302 | 10302 | 10302 | 10302 | 10302 | 10302 | 10302 | 10302 | 10302 | 10302 | 10302 | 10302 | 10302 | 10302 | 10302 | 10302

## Cash Flows
PROJECT NAME: UAE-Lowell
Cash Flows
| 0 | 0.66667 | 1.6667 | 2.6667 | 3.6667 | 4.6667 | 5.6667 | 6.6667 | 7.6667 | 8.6667 | 9.6667 | 10.6667 | 11.6667 | 12.6667 | 13.6667 | 14.6667 | 15.6667 | 16.6667 | 17.6667 | 18.6667 | 19.6667 | 20.6667
('000 $) | Close | 2001 | 2002 | 2003 | 2004 | 2005 | 2006 | 2007 | 2008 | 2009 | 2010 | 2011 | 2012 | 2013 | 2014 | 2015 | 2016 | 2017 | 2018 | 2019 | 2020 | 2021
| 2000-06-01 | 2001-12-30 12:00 | 2002-12-30 18:00 | 2003-12-31 | 2004-12-30 06:00 | 2005-12-30 12:00 | 2006-12-30 18:00 | 2007-12-31 | 2008-12-30 06:00 | 2009-12-30 12:00 | 2010-12-30 18:00 | 2011-12-31 | 2012-12-30 06:00 | 2013-12-30 12:00 | 2014-12-30 18:00 | 2015-12-31 | 2016-12-30 06:00 | 2017-12-30 12:00 | 2018-12-30 18:00 | 2019-12-31 | 2020-12-30 06:00 | 2021-12-30 12:00
EBITDA | 0 | 6769 | 10416.43 | 10368.5629 | 10319.3618 | 10268.7887 | 10216.8045 | 10163.369 | 10108.4409 | 10051.9776 | 9993.9352 | 9934.2687 | 9872.9318 | 9809.8766 | 9745.0541 | 9678.4137 | 9609.9036 | 9539.47 | 9467.058 | 9392.611 | 9316.0705 | 2643.5951
Less Interest Payments (Debt Years 1-7) | 2000-06-01: 0; 2001-12-30 12:00: -8357.832; 2002-12-30 18:00: -8357.832; 2003-12-31: -8357.832; 2004-12-30 06:00: -8357.832; 2005-12-30 12:00: -8357.832; 2006-12-30 18:00: 0; 2007-12-31: 0; 2008-12-30 06:00: 0; 2009-12-30 12:00: 0; 2010-12-30 18:00: 0
Less Interest Payments (Lease) & (Int. Years 6-20) | 0 | 0 | 0 | 0 | 0 | 0 | -7453.121 | -7194.2457 | -6912.7189 | -6606.5585 | -6273.609 | -5911.5265 | -5517.7617 | -5089.5426 | -4623.8542 | -4117.4182 | -3566.6689 | -2967.7291 | -2316.3821 | -1608.0422 | -837.7226 | 0
Less Interest Payments (Debt Years 8-20) | 0 | 0 | 0 | 0 | 0 | 0 | 0 | 0 | 0 | 0 | 0 | 0 | 0 | 0 | 0 | 0 | 0 | 0 | 0 | 0 | 0
Pre-Tax Cashflow | 0 | -1588.832 | 2058.598 | 2010.7309 | 1961.5298 | 1910.9567 | 2763.6835 | 2969.1233 | 3195.722 | 3445.4191 | 3720.3262 | 4022.7422 | 4355.17 | 4720.334 | 5121.1999 | 5560.9956 | 6043.2346 | 6571.7409 | 7150.6759 | 7784.5688 | 8478.3479 | 2643.5951
Less Cash Taxes | 0 | 0 | 0 | 0 | 0 | 0 | 0 | 0 | 0 | 0 | 0 | 0 | 0 | 0 | 0 | 0 | 0 | -62.9656 | -1603.245 | -3714.7776 | -3684.5059 | -1045.5419
Less Principal Payments (Debt Years 1-7) | 2000-06-01: 0; 2001-12-30 12:00: 0; 2002-12-30 18:00: 0; 2003-12-31: 0; 2004-12-30 06:00: 0; 2005-12-30 12:00: 0; 2006-12-30 18:00: 0; 2007-12-31: 0; 2008-12-30 06:00: 0; 2009-12-30 12:00: 0; 2010-12-30 18:00: 0
Less Principal Payments (Lease Years 6-20) | 0 | 0 | 0 | 0 | 0 | 0 | -2958.5741 | -3217.4494 | -3498.9762 | -3805.1366 | -4138.0861 | -4500.1686 | -4893.9334 | -5322.1525 | -5787.8409 | -6294.2769 | -6845.0262 | -7443.966 | -8095.313 | -8803.6529 | -9573.9725 | 0
Less Principal Payments (Debt Years 8-20) | 0 | 0 | 0 | 0 | 0 | 0 | 0 | 0 | 0 | 0 | 0 | 0 | 0 | 0 | 0 | 0 | 0 | 0 | 0 | 0 | 0
Less Lease Principal Payments | 2000-06-01: 0; 2001-12-30 12:00: -4281.8232; 2002-12-30 18:00: -4624.369; 2003-12-31: -4994.3186; 2004-12-30 06:00: -5393.864; 2005-12-30 12:00: -5825.3732
Add Depreciation (Lease) | 2000-06-01: 0; 2001-12-30 12:00: 4714.8667; 2002-12-30 18:00: 7072.3; 2003-12-31: 7072.3; 2004-12-30 06:00: 7072.3; 2005-12-30 12:00: 7072.3; 2006-12-30 18:00: 0; 2007-12-31: 0; 2008-12-30 06:00: 0; 2009-12-30 12:00: 0; 2010-12-30 18:00: 0
Less Capex | 0 | 0 | 0 | 0 | 0 | 0 | 0 | 0 | 0 | 0 | 0 | 0 | 0 | 0 | 0 | 0 | 0 | 0 | 0 | 0 | 0 | 0
Cashflow to Equity | 0 | -1155.7885 | 4506.529 | 4088.7123 | 3639.9657 | 3157.8835 | 2763.6835 | 2969.1233 | 3195.722 | 3445.4191 | 3720.3262 | 4022.7422 | 4355.17 | 4720.334 | 5121.1999 | 5560.9956 | 6043.2346 | 6508.7753 | 5547.4309 | 4069.7911 | 4793.842 | 1598.0532
Equity Distribution Percentage | 2000-06-01: 50%
Distribution to ENA | 0 | -577.8943 | 2253.2645 | 2044.3562 | 1819.9829 | 1578.9418 | 1381.8418 | 1484.5617 | 1597.861 | 1722.7096 | 1860.1631 | 2011.3711 | 2177.585 | 2360.167 | 2560.5999 | 2780.4978 | 3021.6173 | 3254.3876 | 2773.7154 | 2034.8956 | 2396.921 | 799.0266
Distribution to UAE | 0 | -577.8943 | 2253.2645 | 2044.3562 | 1819.9829 | 1578.9418 | 1381.8418 | 1484.5617 | 1597.861 | 1722.7096 | 1860.1631 | 2011.3711 | 2177.585 | 2360.167 | 2560.5999 | 2780.4978 | 3021.6173 | 3254.3876 | 2773.7154 | 2034.8956 | 2396.921 | 799.0266
Lease Option
Capacity Price | 2000-06-01: 4.5
ENRON'S RETURN ANALYSIS |  | 1 | 2 | 3 | 4 | 5 | 6 | 7 | 8 | 9 | 10 | 11 | 12 | 13 | 14 | 15 | 16 | 17 | 18 | 19 | 20 | 21
Equity Return | -5804.05
Actual Cash Flow | 0 | -577.8943 | 2253.2645 | 2044.3562 | 1819.9829 | 1578.9418 | 1381.8418 | 1484.5617 | 1597.861 | 1722.7096 | 1860.1631 | 2011.3711 | 2177.585 | 2360.167 | 2560.5999 | 2780.4978 | 3021.6173 | 3254.3876 | 2773.7154 | 2034.8956 | 2396.921 | 799.0266
Debt Repayment - No Bullet | 0 | 0 | 0 | 0 | 0 | 0 | 0 | 0 | 0 | 0 | 0 | 0 | 0 | 0 | 0 | 0 | 0 | 0 | 0 | 0 | 0 | 0
Cash In Flow | 0 | 0 | 0 | 0 | 0 | 0 | 0 | 0 | 0 | 0 | 0 | 0 | 0 | 0 | 0 | 0 | 0 | 0 | 0 | 0 | 0 | 0
Total Cash Flow - 5 Year Term | -5804.05 | 1: -577.8943; 2: 2253.2645; 3: 2044.3562; 4: 1819.9829; 5: 1578.9418
Total Cash Flow - 20 Year Term | -5804.05 | -577.8943 | 2253.2645 | 2044.3562 | 1819.9829 | 1578.9418 | 1381.8418 | 1484.5617 | 1597.861 | 1722.7096 | 1860.1631 | 2011.3711 | 2177.585 | 2360.167 | 2560.5999 | 2780.4978 | 3021.6173 | 3254.3876 | 2773.7154 | 2034.8956 | 2396.921 | 799.0266
5 Year Term | IRR | 1: 5.969%
| NPV | 1: -1246.0726
20 Year Term | IRR | 1: 22.07%
| NPV | 1: 3741.0775
UAE's RETURN ANALYSIS
Equity Return | -5804.05
Actual Cash Flow | 0 | -577.8943 | 2253.2645 | 2044.3562 | 1819.9829 | 1578.9418 | 1381.8418 | 1484.5617 | 1597.861 | 1722.7096 | 1860.1631 | 2011.3711 | 2177.585 | 2360.167 | 2560.5999 | 2780.4978 | 3021.6173 | 3254.3876 | 2773.7154 | 2034.8956 | 2396.921 | 799.0266
Debt Repayment - No Bullet | 0 | 0 | 0 | 0 | 0 | 0 | 0 | 0 | 0 | 0 | 0 | 0 | 0 | 0 | 0 | 0 | 0 | 0 | 0 | 0 | 0 | 0
Cash In Flow (Trapped Cash) | 0 | 0 | 0 | 0 | 0 | 0 | 0 | 0 | 0 | 0 | 0 | 0 | 0 | 0 | 0 | 0 | 0 | 0 | 0 | 0 | 0 | 0
Total Cash Flow - 5 Year Term | -5804.05 | 1: -577.8943; 2: 2253.2645; 3: 2044.3562; 4: 1819.9829; 5: 1578.9418
Total Cash Flow - 20 Year Term | -5804.05 | -577.8943 | 2253.2645 | 2044.3562 | 1819.9829 | 1578.9418 | 1381.8418 | 1484.5617 | 1597.861 | 1722.7096 | 1860.1631 | 2011.3711 | 2177.585 | 2360.167 | 2560.5999 | 2780.4978 | 3021.6173 | 3254.3876 | 2773.7154 | 2034.8956 | 2396.921 | 799.0266
5 Year Term | IRR | 1: 5.969%
| NPV | 1: -1246.0726
20 Year Term | IRR | 1: 22.07%
| NPV | 1: 3741.0775
7-Yr. Debt Option w/ 12 Yr. Amort
Equity Distribution Percentage | 50%
Capacity Price | 4.5
ENRON'S RETURN ANALYSIS |  | 1 | 2 | 3 | 4 | 5 | 6 | 7 | 8 | 9 | 10 | 11 | 12 | 13 | 14 | 15 | 16 | 17 | 18 | 19 | 20 | 21
Equity Return | -17412.15
Actual Cash Flow | 0 | -577.8943 | 2253.2645 | 2044.3562 | 1819.9829 | 1578.9418 | 1381.8418 | 1484.5617 | 1597.861 | 1722.7096 | 1860.1631 | 2011.3711 | 2177.585 | 2360.167 | 2560.5999 | 2780.4978 | 3021.6173 | 3254.3876 | 2773.7154 | 2034.8956 | 2396.921 | 799.0266
Debt Repayment - Bullet | 0 | 1: 0; 2: 0; 3: 0; 4: 0; 5: 0; 6: 0; 7: 0
Total Cash Flow - 7 Year Term | -17412.15 | 1: -577.8943; 2: 2253.2645; 3: 2044.3562; 4: 1819.9829; 5: 1578.9418; 6: 1381.8418; 7: 1484.5617
Total Cash Flow - 20 Year Term | -17412.15 | -577.8943 | 2253.2645 | 2044.3562 | 1819.9829 | 1578.9418 | 1381.8418 | 1484.5617 | 1597.861 | 1722.7096 | 1860.1631 | 2011.3711 | 2177.585 | 2360.167 | 2560.5999 | 2780.4978 | 3021.6173 | 3254.3876 | 2773.7154 | 2034.8956 | 2396.921 | 799.0266
7 Year Term | IRR | 1: -10.29%
| NPV | 1: -10335.2813
20 Year Term | IRR | 1: 7.607%
| NPV | 1: -6389.838
UAE's RETURN ANALYSIS
Equity Return | -17412.15
Actual Cash Flow | 0 | -577.8943 | 2253.2645 | 2044.3562 | 1819.9829 | 1578.9418 | 1381.8418 | 1484.5617 | 1597.861 | 1722.7096 | 1860.1631 | 2011.3711 | 2177.585 | 2360.167 | 2560.5999 | 2780.4978 | 3021.6173 | 3254.3876 | 2773.7154 | 2034.8956 | 2396.921 | 799.0266
Debt Repayment | 0 | 0 | 0 | 0 | 0 | 0 | 0 | 0 | 0 | 0 | 0 | 0 | 0 | 0 | 0 | 0 | 0 | 0 | 0 | 0 | 0 | 0
Cash In Flow | 0 | 0 | 0 | 0 | 0 | 0 | 0 | 0 | 0 | 0 | 0 | 0 | 0 | 0 | 0 | 0 | 0 | 0 | 0 | 0 | 0 | 0
Total Cash Flow - 7 Year Term | -17412.15 | 1: -577.8943; 2: 2253.2645; 3: 2044.3562; 4: 1819.9829; 5: 1578.9418; 6: 1381.8418; 7: 1484.5617
Total Cash Flow - 20 Year Term | -17412.15 | -577.8943 | 2253.2645 | 2044.3562 | 1819.9829 | 1578.9418 | 1381.8418 | 1484.5617 | 1597.861 | 1722.7096 | 1860.1631 | 2011.3711 | 2177.585 | 2360.167 | 2560.5999 | 2780.4978 | 3021.6173 | 3254.3876 | 2773.7154 | 2034.8956 | 2396.921 | 799.0266
10-Yr. Debt Option
With 20% of Initial Project Costs
Equity Return | -34824.3 | 11: New Debt
Actual Cash Flow | 0 | -577.8943 | 2253.2645 | 2044.3562 | 1819.9829 | 1578.9418 | 1381.8418 | 1484.5617 | 1597.861 | 1722.7096 | 1860.1631 | 2011.3711 | 2177.585 | 2360.167 | 2560.5999 | 2780.4978 | 3021.6173 | 3254.3876 | 2773.7154 | 2034.8956 | 2396.921 | 799.0266
Debt Repayment - First Level | 0 | 1: 0; 2: 0; 3: 0; 4: 0; 5: 0; 6: 0; 7: 0; 8: 0; 9: 0; 10: 0
Debt Repayment - Second Level | 0 | 1: 0; 2: 0; 3: 0; 4: 0; 5: 0; 6: 0; 7: 0; 8: 0; 9: 0; 10: 0
Total Cash Flow | -34824.3 | 1: -577.8943; 2: 2253.2645; 3: 2044.3562; 4: 1819.9829; 5: 1578.9418; 6: 1381.8418; 7: 1484.5617; 8: 1597.861; 9: 1722.7096; 10: 1860.1631
| IRR | 1: -11.24%
| NPV | 1: -24196.4125
7 Year Term | IRR | 1: -10.29%
| NPV | 1: -10335.2813
20 Year Term | IRR | 1: 7.703%
| NPV | 1: -6389.838

## Summary
Enron Return Analysis
2026-07-29 06:45
| Capacity Price | NPV @ 15% (000's) | IRR
5 Year Lease Structure | 4.5 | 5920.9086 | 50.94%
| 5 | 7738.3171 | 60.76%
| 5.5 | 9555.7256 | 70.26%
| 6 | 11373.134 | 79.53%
| 6.5 | 13190.5425 | 88.6%
20 Year Lease Structure With Debt | 4.5 | 6754.9595 | 41.52%
Refinancing in Year 6 - 20 | 5 | 9596.2895 | 49.29%
| 5.5 | 12114.4601 | 56.04%
| 6 | 14436.0288 | 62.1%
| 6.5 | 16643.3456 | 67.61%
7 Year Debt Structure | 4.5 | -17330.527 | N/A
| 5 | -15033.431 | -31.26%
| 5.5 | -12736.335 | -17.73%
| 6 | -10449.6171 | -9.575%
| 6.5 | -8906.3561 | -6.739%
20 Year Debt Structure With Debt | 4.5 | -13521.3664 | 2.466%
Refinancing in Year 8-20 | 5 | -10682.1542 | 4.377%
| 5.5 | -8166.1016 | 6.438%
| 6 | -5846.6507 | 8.502%
| 6.5 | -3641.4518 | 10.52%
Notes: Lease Structure
Years 1-5: 8.0% Rate; 90/10 D/E: Capacity @ $4.50
Years 6-20: 8.75% Rate;
Notes: Debt Structure
Years 1-7: 70/30 D/E; 9.5% Rate; 12 year amort.

## Amortization
Amortization
Schedules
|  |  | Lease | Debt (7 Yr.) | Debt (13 Yr.) | Debt (15 Yr.)
|  | Plant Turnkey Price | 116081 | 116081 | 116081 | 116081
|  | Debt Term (yrs) | 5 | 7 | 13 | 15
|  | Rate (%) | 8% | 9.5% | 8.75% | 8.75%
|  | Princ Amort Sched (yrs) | 0 | 12 | 13 | 15
|  | Equity (%) | 10% | 30% | 30% | 30%
|  | Equity ($) | 11608.1 | 34824.3 | 34824.3 | 34824.3
|  | Posted LC | 30000 | 0 | 0 | 0
Lease Years 1 -5 | 2001 | 2002 | 2003 | 2004 | 2005
Principal Balance | 104472.9 | 104472.9 | 104472.9 | 104472.9 | 104472.9
Payment | 8357.832 | 8357.832 | 8357.832 | 8357.832 | 8357.832
Interest Payment | 8357.832 | 8357.832 | 8357.832 | 8357.832 | 8357.832
Principal Payment | 0 | 0 | 0 | 0 | 0
7 Year Debt w/ 12 yr. Amort | 2001 | 2002 | 2003 | 2004 | 2005 | 2006 | 2007
Principal Balance | 81256.7 | 76974.8768 | 72350.5078 | 67356.1892 | 61962.3252 | 56136.952 | 49845.549
Payment | 12001.2097 | 11936.9823 | 11867.6168 | 11792.702 | 11711.7941 | 11624.4135 | 11530.0424
Interest Payment | 7719.3865 | 7312.6133 | 6873.2982 | 6398.838 | 5886.4209 | 5333.0104 | 4735.3272
Principal Payment | 4281.8232 | 4624.369 | 4994.3186 | 5393.864 | 5825.3732 | 6291.403 | 6794.7153
13 Year Debt | 2008 | 2009 | 2010 | 2011 | 2012 | 2013 | 2014 | 2015 | 2016 | 2017 | 2018 | 2019 | 2020
Principal Balance | 81256.7 | 77657.8866 | 73744.1771 | 69488.018 | 64859.4449 | 59825.8717 | 54351.8609 | 48398.8741 | 41925.001 | 34884.6639 | 27228.2974 | 18901.9988 | 9847.1491
Payment | 10708.7746 | 10708.7746 | 10708.7746 | 10708.7746 | 10708.7746 | 10708.7746 | 10708.7746 | 10708.7746 | 10708.7746 | 10708.7746 | 10708.7746 | 10708.7746 | 10708.7746
Interest Payment | 7109.9613 | 6795.0651 | 6452.6155 | 6080.2016 | 5675.2014 | 5234.7638 | 4755.7878 | 4234.9015 | 3668.4376 | 3052.4081 | 2382.476 | 1653.9249 | 861.6255
Principal Payment | 3598.8134 | 3913.7095 | 4256.1591 | 4628.573 | 5033.5732 | 5474.0108 | 5952.9868 | 6473.8731 | 7040.337 | 7656.3665 | 8326.2986 | 9054.8497 | 9847.1491
15 Year Debt | 2006 | 2007 | 2008 | 2009 | 2010 | 2011 | 2012 | 2013 | 2014 | 2015 | 2016 | 2017 | 2018 | 2019 | 2020
Principal Balance | 74472.9 | 71514.3259 | 68296.8765 | 64797.9003 | 60992.7637 | 56854.6776 | 52354.509 | 47460.5756 | 42138.4231 | 36350.5823 | 30056.3053 | 23211.2791 | 15767.3132 | 7672.0002 | -1131.6527
Payment | 10411.6951 | 10411.6951 | 10411.6951 | 10411.6951 | 10411.6951 | 10411.6951 | 10411.6951 | 10411.6951 | 10411.6951 | 10411.6951 | 10411.6951 | 10411.6951 | 10411.6951 | 10411.6951 | 10411.6951
Interest Payment | 7453.121 | 7194.2457 | 6912.7189 | 6606.5585 | 6273.609 | 5911.5265 | 5517.7617 | 5089.5426 | 4623.8542 | 4117.4182 | 3566.6689 | 2967.7291 | 2316.3821 | 1608.0422 | 837.7226
Principal Payment | 2958.5741 | 3217.4494 | 3498.9762 | 3805.1366 | 4138.0861 | 4500.1686 | 4893.9334 | 5322.1525 | 5787.8409 | 6294.2769 | 6845.0262 | 7443.966 | 8095.313 | 8803.6529 | 9573.9725

## Debt Structs
|  |  | Debt | Lease
|  | Plant Turnkey Price | 116081 | 116081
|  | Debt Term (yrs) | 7 | 5
|  | Rate (%) | 8% | 8%
|  | Princ Amort Sched (yrs) | 12 | 0
|  | Equity (%) | 30% | 10%
|  | Equity ($) | 34824.3 | 11608.1
|  | Posted LC | 0 | 0
|  | Turbines (#) | 5 | 5
|  | Capacity (MW) | 230 | 230
|  | Capacity Pmt ($/kw-mo) | 6.5 | 4.25
[15 empty] | Total $ | $/kw/mo
| 12 yr Amort |  |  |  |  | 7 yr Term with 12 yr. Amort. |  |  |  |  | 100% Lease |  |  |  | Pmt Diff | Pmt Diff
| Prin Bal | Pmt | Int Pmt | Prin Pmt |  | Prin Bal | Pmt | Int Pmt | Prin Pmt |  | Prin Bal | Pmt | Int Pmt | Prin Pmt
1 | 81256.7 | 10782.3592 | 6500.536 | 4281.8232 | 1 | 81256.7 | 10782.3592 | 6500.536 | 4281.8232 | 1 | 104472.9 | 8357.832 | 8357.832 | 0 | 2424.5272 | 0.87845
2 | 76974.8768 | 10782.3592 | 6157.9901 | 4624.369 | 2 | 76974.8768 | 10782.3592 | 6157.9901 | 4624.369 | 2 | 104472.9 | 8357.832 | 8357.832 | 0
3 | 72350.5078 | 10782.3592 | 5788.0406 | 4994.3186 | 3 | 72350.5078 | 10782.3592 | 5788.0406 | 4994.3186 | 3 | 104472.9 | 8357.832 | 8357.832 | 0 | 42000
4 | 67356.1892 | 10782.3592 | 5388.4951 | 5393.864 | 4 | 67356.1892 | 10782.3592 | 5388.4951 | 5393.864 | 4 | 104472.9 | 8357.832 | 8357.832 | 0 | 0.15
5 | 61962.3252 | 10782.3592 | 4956.986 | 5825.3732 | 5 | 61962.3252 | 10782.3592 | 4956.986 | 5825.3732 | 5 | 104472.9 | 8357.832 | 8357.832 | 0 | 6300 | 2.2826
6 | 56136.952 | 10782.3592 | 4490.9562 | 6291.403 | 6 | 56136.952 | 10782.3592 | 4490.9562 | 6291.403
7 | 49845.549 | 10782.3592 | 3987.6439 | 6794.7153 | 7 | 49845.549 | 10782.3592 | 3987.6439 | 6794.7153 | [6 empty] | 3.1611
8 | 43050.8337 | 10782.3592 | 3444.0667 | 7338.2925
9 | 35712.5412 | 10782.3592 | 2857.0033 | 7925.3559
10 | 27787.1854 | 10782.3592 | 2222.9748 | 8559.3844 | [5 empty] | 100% Lease with Principal Payment (12 yr. Amort.)
11 | 19227.801 | 10782.3592 | 1538.2241 | 9244.1351 | [6 empty] | Prin Bal | Pmt | Int Pmt | Prin Pmt
12 | 9983.6659 | 10782.3592 | 798.6933 | 9983.6659 | [5 empty] | 1 | 104472.9 | 12639.6552 | 8357.832 | 4281.8232
[10 empty] | 2 | 100191.0768 | 12639.6552 | 8015.2861 | 4624.369
[10 empty] | 3 | 95566.7078 | 12639.6552 | 7645.3366 | 4994.3186
[10 empty] | 4 | 90572.3892 | 12639.6552 | 7245.7911 | 5393.864
[10 empty] | 5 | 85178.5252 | 12639.6552 | 6814.282 | 5825.3732
10 yr Amort
| Prin Bal | Pmt | Int Pmt | Prin Pmt
1 | 81256.7 | 12109.6445 | 6500.536 | 5609.1085
2 | 75647.5915 | 12109.6445 | 6051.8073 | 6057.8371
3 | 69589.7544 | 12109.6445 | 5567.1804 | 6542.4641
4 | 63047.2903 | 12109.6445 | 5043.7832 | 7065.8612
5 | 55981.4291 | 12109.6445 | 4478.5143 | 7631.1301
6 | 48350.299 | 12109.6445 | 3868.0239 | 8241.6205
7 | 40108.6784 | 12109.6445 | 3208.6943 | 8900.9502
8 | 31207.7282 | 12109.6445 | 2496.6183 | 9613.0262
9 | 21594.702 | 12109.6445 | 1727.5762 | 10382.0683
10 | 11212.6338 | 12109.6445 | 897.0107 | 11212.6338
|  |  | Debt | Lease
|  | Plant Turnkey Price | 116081 | 116081
|  | Debt Term (yrs) | 7 | 5
|  | Rate (%) | 8.75% | 8.75%
|  | Princ Amort Sched (yrs) | 15 | 0
|  | Equity (%) | 30% | 10%
|  | Equity ($) | 34824.3 | 11608.1
|  | Posted LC | 0 | 0
Payment to Equal Lease
|  | Turbines (#) | 5 | 5
|  | Capacity (MW) | 230 | 230
|  | Capacity Pmt ($/kw-mo) | 6.5 | 4.25
| 15 yr Amort on Lease Structure | [5 empty] | 13 yr Amort Debt Structure
Year | Prin Bal | Pmt | Int Pmt | Prin Pmt |  | Year | Prin Bal | Pmt | Int Pmt | Prin Pmt
2006 | 85178.5252 | 10411.6951 | 7453.121 | 2958.5741 |  | 2008 | 81256.7 | 10708.7746 | 7109.9613 | 3598.8134
2007 | 82219.951 | 10411.6951 | 7194.2457 | 3217.4494 |  | 2009 | 77657.8866 | 10708.7746 | 6795.0651 | 3913.7095
2008 | 79002.5017 | 10411.6951 | 6912.7189 | 3498.9762 |  | 2010 | 73744.1771 | 10708.7746 | 6452.6155 | 4256.1591
2009 | 75503.5255 | 10411.6951 | 6606.5585 | 3805.1366 |  | 2011 | 69488.018 | 10708.7746 | 6080.2016 | 4628.573
2010 | 71698.3888 | 10411.6951 | 6273.609 | 4138.0861 |  | 2012 | 64859.4449 | 10708.7746 | 5675.2014 | 5033.5732
2011 | 67560.3028 | 10411.6951 | 5911.5265 | 4500.1686 |  | 2013 | 59825.8717 | 10708.7746 | 5234.7638 | 5474.0108
2012 | 63060.1342 | 10411.6951 | 5517.7617 | 4893.9334 |  | 2014 | 54351.8609 | 10708.7746 | 4755.7878 | 5952.9868
2013 | 58166.2008 | 10411.6951 | 5089.5426 | 5322.1525 |  | 2015 | 48398.8741 | 10708.7746 | 4234.9015 | 6473.8731
2014 | 52844.0483 | 10411.6951 | 4623.8542 | 5787.8409 |  | 2016 | 41925.001 | 10708.7746 | 3668.4376 | 7040.337
2015 | 47056.2074 | 10411.6951 | 4117.4182 | 6294.2769 |  | 2017 | 34884.6639 | 10708.7746 | 3052.4081 | 7656.3665
2016 | 40761.9305 | 10411.6951 | 3566.6689 | 6845.0262 |  | 2018 | 27228.2974 | 10708.7746 | 2382.476 | 8326.2986
2017 | 33916.9043 | 10411.6951 | 2967.7291 | 7443.966 |  | 2019 | 18901.9988 | 10708.7746 | 1653.9249 | 9054.8497
2018 | 26472.9384 | 10411.6951 | 2316.3821 | 8095.313 |  | 2020 | 9847.1491 | 10708.7746 | 861.6255 | 9847.1491
2019 | 18377.6254 | 10411.6951 | 1608.0422 | 8803.6529
2020 | 9573.9725 | 10411.6951 | 837.7226 | 9573.9725

## Performance
UAE Lowell Power Expansion |  | Single LM6000 Unit
Equipment Performance |  | Ambient vs. Front End Simple Cycle Technology
5 - GE/S&S LM6000 Units
|  | 0 oF |  |  | 60 oF |  |  | 90 oF
|  | DLE | Spr. w/ WI | Spr. w/ SI | DLE | Spr. w/ WI | Spr. w/ SI | DLE | Spr. w/ WI | Spr. w/ SI
General Plant Performance Data
Generator Power, MW |  | S | 48.76 | 48.76 | 44.28 | 46.13 | 47.35 | 44.32 | 46.04 | 47.25
Gross Heat Rate, Btu/kWh (LHV) |  | & | 8338 | 8338 | 8261 | 8557 | 7934 | 8260 | 8555 | 7938
Gross Heat Rate, Btu/kWh (HHV) (3) |  | S | 9264.4352 | 9264.4352 | 9178.8797 | 9507.7683 | 8815.5467 | 9177.7686 | 9505.5461 | 8819.9912
Gross Heat Rate Adjusted for Steam Use, Btu/kWh (HHV) |  |  | na | 10132.1649 | na | na | 9665.9845 | na | na | 9664.0761
Fuel Flow, mmBtu/hr (LHV) |  |  | 406.5609 | 406.5609 | 365.7971 | 394.7344 | 375.6749 | 366.0832 | 393.8722 | 375.0705
Fuel Flow, mmBtu/hr (HHV) |  |  | 451.2826 | 451.2826 | 406.0348 | 438.1552 | 416.9991 | 406.3524 | 437.1981 | 416.3283
Chilling Requirements, tons |  | R | 0 | 0 | 210 | 208 | 212 | 1892 | 1590 | 1905
Water Injection Flow, pph |  | u | 20548 | 0 | 0 | 20835 | 0 | 0 | 20593 | 0
Steam Injection Flow, pph |  | n | 0 | 33500 | 0 | 0 | 31883 | 0 | 0 | 31578
Sprint Water Injection Flow, pph |  | s | 0 | 0 | 0 | 2445 | 2445 | 0 | 2445 | 2445
Aux Load (kW) (2) |  |  | 1200 | 1200 | 1200 | 1200 | 1200 | 1200 | 1200 | 1200
Chiller Aux. Load (kW) |  |  | 0 | 0 | 272 | 270.6 | 273.4 | 1449.4 | 1238 | 1458.5
Net Power Output, MW |  | @ | 47.56 | 47.56 | 42.808 | 44.6594 | 45.8766 | 41.6706 | 43.602 | 44.5915
NOx, ppm |  | 2 | 25 | 25 | 25 | 25 | 25 | 25 | 25 | 25
NOx, pph |  | 0 | 41 | 41 | 37 | 40 | 38 | 37 | 40 | 38
CO, ppm |  | oF | 80 | 80 | 25 | 29 | 23 | 25 | 28 | 23
CO, pph |  |  | 80 | 80 | 22 | 28 | 22 | 22 | 27 | 21
Expected DEP NOx Emission Rate, ppm |  |  | 2 | 2 | 2 | 2 | 2 | 2 | 2 | 2
Reduction Required |  |  | 92% | 92% | 92% | 92% | 92% | 92% | 92% | 92%
Expected DEP NOx Emission Rate, lb/mmBtu |  |  | 0.0073729 | 0.0073729 | 0.0073729 | 0.0073729 | 0.0073729 | 0.0073729 | 0.0073729 | 0.0073729
Expected DEP NOx Emission Rate, lb/hr |  |  | 2.9937 | 2.996 | 3.3273 | 3.2305 | 3.2234 | 3.3273 | 3.0745 | 3.0696
Expected DEP CO Reduction Rate, % |  |  | 90% | 90% | 90% | 90% | 90% | 90% | 90% | 90%
Expected DEP CO Emission Rate, ppm |  |  | 8 | 8 | 2.5 | 2.9 | 2.3 | 2.5 | 2.8 | 2.3
Notes:
1 | Spray Intercooling (Sprint) is not currently available with DLE combustors.
2 | Auxiliary load includes fuel compression, misc. GT auxiliaries, and transformer losses
3 | Gross heat rate as a function of the HHV of the fuel plus degradation

## Perf.
UAE Lowell Power Expansion
Technology Comparison
5 - GE/S&S LM6000 Units | Yearly Revenue/Cost Variances per Unit
| DLE Combustor | Sprint w/ Water Injection | Sprint w/ Steam Injection (3)
| w/ Inlet Chilling | w/ Inlet Chilling | w/ Inlet Chilling
DLE Capital Recovery ($1.1m over 15 yr. @ 11%) (1) | 121000.0008 | 0 | 0
Chiller Cost (90 oF, electric @ $0.03/kw-hr, 2500 hrs) | 108705 | 92850 | 109387.5
Sprint Water Injection (@100 oF & $1.40/100 cu. ft.) | 0 | 1377.7575 | 1377.7575
Water Injection (@100 oF & $1.40/100 cu. ft.) | 0 | 11740.5225 | 0
Steam Injection (550 psig, 75 oF sprht, 1263 Btu/lb) | 0 | 0 | 358947.126
Major Maintenance | 264650 | 224871.0977 | 231000
Water Treatment Capital Recovery ($200,000 over 15 yr. @ 11%) | 0 | 22000.0002 | 22000.0002
Water Treatment Variable Cost ($0.0025/gal for chemical, 2500 hrs.) | 0 | 15432.4041 | 23664.5683
Fuel Cost ($3/mmBtu & 2500 hrs.) | 3047642.64 | 3278986.065 | 3122461.9125
Capacity Payment ($6/kw-mo w/ DLE Unit as datum) | 0 | -133300.8 | -220939.2
Total First Year Cost | 3541997.6408 | 3513957.0469 | 3647899.6645
Operating Hours | 2500
(1) Price differential between machines equipped with a DLE Combustor and those with the Sprint Technology is $1.1 m ($1.4 m for DLE, $0.3 for Sprint)
(2) General assumption of 2500 hrs. operating
(3) Steam injection rates of over 30,000 lbs/hr can not be handled by existing systems

## BS (hidden)
PROJECT NAME: UAE-Lowell
BALANCE SHEET
| 0 | 0.66667 | 1.6667 | 2.6667 | 3.6667 | 4.6667 | 5.6667 | 6.6667 | 7.6667 | 8.6667 | 9.6667 | 10.6667 | 11.6667 | 12.6667 | 13.6667 | 14.6667 | 15.6667 | 16.6667 | 17.6667 | 18.6667 | 19.6667 | 20.6667 | 21.6667 | 22.6667 | 23.6667 | 24.6667 | 25.6667 | 26.6667 | 27.6667 | 28.6667 | 29.6667 | 30.6667
('000 $) | Close | 2001 | 2002 | 2003 | 2004 | 2005 | 2006 | 2007 | 2008 | 2009 | 2010 | 2011 | 2012 | 2013 | 2014 | 2015 | 2016 | 2017 | 2018 | 2019 | 2020 | 2021 | 2022 | 2023 | 2024 | 2025 | 2026 | 2027 | 2028 | 2029 | 2030 | 2031
|  | 2001-12-30 12:00 | 2002-12-30 18:00 | 2003-12-31 | 2004-12-30 06:00 | 2005-12-30 12:00 | 2006-12-30 18:00 | 2007-12-31 | 2008-12-30 06:00 | 2009-12-30 12:00 | 2010-12-30 18:00 | 2011-12-31 | 2012-12-30 06:00 | 2013-12-30 12:00 | 2014-12-30 18:00 | 2015-12-31 | 2016-12-30 06:00 | 2017-12-30 12:00 | 2018-12-30 18:00 | 2019-12-31 | 2020-12-30 06:00 | 2021-12-30 12:00 | 2022-12-30 18:00 | 2023-12-31 | 2024-12-30 06:00 | 2025-12-30 12:00 | 2026-12-30 18:00 | 2027-12-31 | 2028-12-30 06:00 | 2029-12-30 12:00 | 2030-12-30 18:00 | 2031-12-31
Assets
Cash | 0 | 0 | 0 | 0 | 0 | 0 | 0 | 0 | 0 | 0 | 0 | 0 | 0 | 0 | 0 | 0 | 0 | 0 | 0 | 0 | 0 | 0 | 0 | 0 | 0 | 0 | 0 | 0 | 0 | 0 | 0 | 0
Accounts Receivable | 0 | 0 | 0 | 0 | 0 | 0 | 0 | 0 | 0 | 0 | 0 | 0 | 0 | 0 | 0 | 0 | 0 | 0 | 0 | 0 | 0 | 0 | 0 | 0 | 0 | 0 | 0 | 0 | 0 | 0 | 0 | 0
Inventories | 0 | 0 | 0 | 0 | 0 | 0 | 0 | 0 | 0 | 0 | 0 | 0 | 0 | 0 | 0 | 0 | 0 | 0 | 0 | 0 | 0 | 0 | 0 | 0 | 0 | 0 | 0 | 0 | 0 | 0 | 0 | 0
Other Current Assets | 0 | 0 | 0 | 0 | 0 | 0 | 0 | 0 | 0 | 0 | 0 | 0 | 0 | 0 | 0 | 0 | 0 | 0 | 0 | 0 | 0 | 0 | 0 | 0 | 0 | 0 | 0 | 0 | 0 | 0 | 0 | 0
Debt Service Reserve | 0 | 0 | 0 | 0 | 0 | 0 | 0 | 0 | 0 | 0 | 0 | 0 | 0 | 0 | 0 | 0 | 0 | 0 | 0 | 0 | 0 | 0 | 0 | 0 | 0 | 0 | 0 | 0 | 0 | 0 | 0 | 0
Total Current Assets |  | 0 | 0 | 0 | 0 | 0 | 0 | 0 | 0 | 0 | 0 | 0 | 0 | 0 | 0 | 0 | 0 | 0 | 0 | 0 | 0 | 0 | 0 | 0 | 0 | 0 | 0 | 0 | 0 | 0 | 0 | 0
Gross PP&E | 116081 | 115831 | 115831 | 115831 | 115831 | 115831 | 115831 | 115831 | 115831 | 115831 | 115831 | 115831 | 115831 | 115831 | 115831 | 115831 | 115831 | 115831 | 115831 | 115831 | 115831 | 115831 | 115831 | 115831 | 115831 | 115831 | 115831 | 115831 | 115831 | 115831 | 115831 | 115831
Accumulated Depreciation | 0 | 4714.8667 | 11787.1667 | 18859.4667 | 25931.7667 | 33004.0667 | 37254.9 | 40095 | 42935.1 | 45775.2 | 48615.3 | 51455.4 | 54295.5 | 57135.6 | 59975.7 | 62815.8 | 65655.9 | 68496 | 71336.1 | 74176.2 | 77016.3 | 79856.4 | 82696.5 | 85536.6 | 88376.7 | 91216.8 | 94056.9 | 96897 | 99737.1 | 102577.2 | 105417.3 | 106364
Net PP&E | 116081 | 111116.1333 | 104043.8333 | 96971.5333 | 89899.2333 | 82826.9333 | 78576.1 | 75736 | 72895.9 | 70055.8 | 67215.7 | 64375.6 | 61535.5 | 58695.4 | 55855.3 | 53015.2 | 50175.1 | 47335 | 44494.9 | 41654.8 | 38814.7 | 35974.6 | 33134.5 | 30294.4 | 27454.3 | 24614.2 | 21774.1 | 18934 | 16093.9 | 13253.8 | 10413.7 | 9467
Land | 1000 | 1000 | 1000 | 1000 | 1000 | 1000 | 1000 | 1000 | 1000 | 1000 | 1000 | 1000 | 1000 | 1000 | 1000 | 1000 | 1000 | 1000 | 1000 | 1000 | 1000 | 1000 | 1000 | 1000 | 1000 | 1000 | 1000 | 1000 | 1000 | 1000 | 1000 | 1000
Other Assets | 0 | 0 | 0 | 0 | 0 | 0 | 0 | 0 | 0 | 0 | 0 | 0 | 0 | 0 | 0 | 0 | 0 | 0 | 0 | 0 | 0 | 0 | 0 | 0 | 0 | 0 | 0 | 0 | 0 | 0 | 0 | 0
Total Assets | 117081 | 112116.1333 | 105043.8333 | 97971.5333 | 90899.2333 | 83826.9333 | 79576.1 | 76736 | 73895.9 | 71055.8 | 68215.7 | 65375.6 | 62535.5 | 59695.4 | 56855.3 | 54015.2 | 51175.1 | 48335 | 45494.9 | 42654.8 | 39814.7 | 36974.6 | 34134.5 | 31294.4 | 28454.3 | 25614.2 | 22774.1 | 19934 | 17093.9 | 14253.8 | 11413.7 | 10467
Liabilities
Accounts Payable | 0 | 0 | 0 | 0 | 0 | 0 | 0 | 0 | 0 | 0 | 0 | 0 | 0 | 0 | 0 | 0 | 0 | 0 | 0 | 0 | 0 | 0 | 0 | 0 | 0 | 0 | 0 | 0 | 0 | 0 | 0 | 0
Accrued Expenses | 0 | 0 | 0 | 0 | 0 | 0 | 0 | 0 | 0 | 0 | 0 | 0 | 0 | 0 | 0 | 0 | 0 | 0 | 0 | 0 | 0 | 0 | 0 | 0 | 0 | 0 | 0 | 0 | 0 | 0 | 0 | 0
Deferred Tax Liability | 0 | #REF! | #REF! | #REF! | #REF! | #REF! | #REF! | #REF! | #REF! | #REF! | #REF! | #REF! | #REF! | #REF! | #REF! | #REF! | #REF! | #REF! | #REF! | #REF! | #REF! | #REF! | #REF! | #REF! | #REF! | #REF! | #REF! | #REF! | #REF! | #REF! | #REF! | #REF!
Working Capital Revolver | 0 | 1000 | 1000 | 1000 | 1000 | 1000 | 1000 | 1000 | 1000 | 1000 | 1000 | 1000 | 1000 | 1000 | 1000 | 1000 | 1000 | 1000 | 1000 | 1000 | 1000 | 1000 | 1000 | 1000 | 1000 | 1000 | 1000 | 1000 | 1000 | 1000 | 1000 | 1000
Long Term Debt | 69202.7635 | #REF! | #REF! | #REF! | #REF! | #REF! | #REF! | #REF! | #REF! | #REF! | #REF! | #REF! | #REF! | #REF! | #REF! | #REF! | #REF! | #REF! | #REF! | #REF! | #REF! | #REF! | #REF! | #REF! | #REF! | #REF! | #REF! | #REF! | #REF! | #REF! | #REF! | #REF!
Other Non-Current Liabilities | 0 | 0 | 0 | 0 | 0 | 0 | 0 | 0 | 0 | 0 | 0 | 0 | 0 | 0 | 0 | 0 | 0 | 0 | 0 | 0 | 0 | 0 | 0 | 0 | 0 | 0 | 0 | 0 | 0 | 0 | 0 | 0
Total Long-term Liabilities | 69202.7635 | #REF! | #REF! | #REF! | #REF! | #REF! | #REF! | #REF! | #REF! | #REF! | #REF! | #REF! | #REF! | #REF! | #REF! | #REF! | #REF! | #REF! | #REF! | #REF! | #REF! | #REF! | #REF! | #REF! | #REF! | #REF! | #REF! | #REF! | #REF! | #REF! | #REF! | #REF!
Stockholders' Equity
Paid-In-Capital | 46878.2365 | 46878.2365 | 46878.2365 | 46878.2365 | 46878.2365 | 46878.2365 | 46878.2365 | 46878.2365 | 46878.2365 | 46878.2365 | 46878.2365 | 46878.2365 | 46878.2365 | 46878.2365 | 46878.2365 | 46878.2365 | 46878.2365 | 46878.2365 | 46878.2365 | 46878.2365 | 46878.2365 | 46878.2365 | 46878.2365 | 46878.2365 | 46878.2365 | 46878.2365 | 46878.2365 | 46878.2365 | 46878.2365 | 46878.2365 | 46878.2365 | 46878.2365
Retained earnings | #REF! | #REF! | #REF! | #REF! | #REF! | #REF! | #REF! | #REF! | #REF! | #REF! | #REF! | #REF! | #REF! | #REF! | #REF! | #REF! | #REF! | #REF! | #REF! | #REF! | #REF! | #REF! | #REF! | #REF! | #REF! | #REF! | #REF! | #REF! | #REF! | #REF! | #REF! | #REF!
Total stockholders' equity | #REF! | #REF! | #REF! | #REF! | #REF! | #REF! | #REF! | #REF! | #REF! | #REF! | #REF! | #REF! | #REF! | #REF! | #REF! | #REF! | #REF! | #REF! | #REF! | #REF! | #REF! | #REF! | #REF! | #REF! | #REF! | #REF! | #REF! | #REF! | #REF! | #REF! | #REF! | #REF!
Total Liabilities & Equity | #REF! | #REF! | #REF! | #REF! | #REF! | #REF! | #REF! | #REF! | #REF! | #REF! | #REF! | #REF! | #REF! | #REF! | #REF! | #REF! | #REF! | #REF! | #REF! | #REF! | #REF! | #REF! | #REF! | #REF! | #REF! | #REF! | #REF! | #REF! | #REF! | #REF! | #REF! | #REF!
Proof | #REF! | #REF! | #REF! | #REF! | #REF! | #REF! | #REF! | #REF! | #REF! | #REF! | #REF! | #REF! | #REF! | #REF! | #REF! | #REF! | #REF! | #REF! | #REF! | #REF! | #REF! | #REF! | #REF! | #REF! | #REF! | #REF! | #REF! | #REF! | #REF! | #REF! | #REF! | #REF!

## Debt
PROJECT NAME: UAE-Lowell
DEBT ISSUANCE | (This page is set up to solve for Debt Principal given DSCR, by using the Goal Seek Button)
('000 $) | 2001 | 2002 | 2003 | 2004 | 2005 | 2006 | 2007 | 2008 | 2009 | 2010 | 2011 | 2012 | 2013 | 2014 | 2015 | 2016 | 2017 | 2018 | 2019 | 2020 | 2021 | 2022 | 2023 | 2024 | 2025 | 2026 | 2027 | 2028 | 2029 | 2030 | 2031
| 2001-12-31 | 2002-12-31 | 2003-12-31 | 2004-12-31 | 2005-12-31 | 2006-12-31 | 2007-12-31 | 2008-12-31 | 2009-12-31 | 2010-12-31 | 2011-12-31 | 2012-12-31 | 2013-12-31 | 2014-12-31 | 2015-12-31 | 2016-12-31 | 2017-12-31 | 2018-12-31 | 2019-12-31 | 2020-12-31 | 2021-12-31 | 2022-12-31 | 2023-12-31 | 2024-12-31 | 2025-12-31 | 2026-12-31 | 2027-12-31 | 2028-12-31 | 2029-12-31 | 2030-12-31 | 2031-12-31
EBITDA by Debt Fiscal Year | 4244.4959 | 10343.9611 | 10380.4969 | 10338.6578 | 10274.3679 | 10229.7649 | 10176.6913 | 10129.0211 | 10059.169 | 10008.406 | 9949.1445 | 9894.9493 | 9818.8719 | 9761.2153 | 9695.0282 | 9633.5303 | 9550.484 | 9485.1114 | 9411.1717 | 9341.4992 | 4300.7978 | -1689.4539 | -3190.98 | -3278.1733 | -3361.0231 | -3453.0743 | -3545.4136 | -3642.8558 | -3735.4919 | -3838.375 | -4930.7614 |  | 1
DSCR | 1.3 | 1.3 | 1.3 | 1.3 | 1.3 | 1.3 | 1.3 | 1.3 | 1.3 | 1.3 | 1.3 | 1.3 | 1.3 | 1.3 | 1.3 | 1.3 | 1.3 | 1.3 | 1.3 | 1.3 | 1.3 | 1.3 | 1.3 | 1.3 | 1.3 | 1.3 | 1.3 | 1.3 | 1.3 | 1.3 | 1.3 |  | 6
Target DS | 3264.9968 | 7956.8932 | 7984.9976 | 7952.8137 | 7903.3599 | 7869.05 | 7828.2241 | 7791.5547 | 7737.8223 | 7698.7739 | 7653.1881 | 7611.4995 | 7552.9784 | 7508.6272 | 7457.714 | 7410.4079 | 7346.5261 | 7296.2396 | 7239.3629 | 7185.7686 | 3308.306 | -1299.5799 | -2454.6 | -2521.6718 | -2585.4024 | -2656.211 | -2727.2412 | -2802.1968 | -2873.4553 | -2952.5961 | -3792.8934
Debt Principal | 2001-12-31: 69202.7635
Ending Balance at Maturity | 2001-12-31: 3299.8082
| 2001-04-01 | 2002-04-01 | 2003-04-01 | 2004-04-01 | 2005-04-01 | 2006-04-01 | 2007-04-01 | 2008-04-01 | 2009-04-01 | 2010-04-01 | 2011-04-01 | 2012-04-01 | 2013-04-01 | 2014-04-01 | 2015-04-01 | 2016-04-01 | 2017-04-01 | 2018-04-01 | 2019-04-01 | 2020-04-01 | 2021-04-01 | 2022-04-01 | 2023-04-01 | 2024-04-01 | 2025-04-01 | 2026-04-01 | 2027-04-01 | 2028-04-01 | 2029-04-01 | 2030-04-01 | 2031-04-01 | 2031-05-01
Beginning Balance |  | 68329.3119 | 65960.2903 | 63364.1096 | 60586.334 | 57617.4382 | 54437.1221 | 51030.6886 | 47378.2829 | 43466.9829 | 39268.9741 | 34764.0151 | 29924.7471 | 24733.5206 | 19152.2044 | 13152.899 | 6697.9157 | 0 | 0 | 0 | 0 | 0 | 1326.4572 | 3943.5118 | 6849.4736 | 10064.6814 | 13623.2887 | 17554.0354 | 21893.1319 | 26668.169 | 31927.3305
Addition |  | 0 | 0 | 0 | 0 | 0 | 0 | 0 | 0 | 0 | 0 | 0 | 0 | 0 | 0 | 0 | 0 | 0 | 0 | 0 | 0 | 0 | 0 | 0 | 0 | 0 | 0 | 0 | 0 | 0 | 0
Principal Payment |  | 1168.5466 | 1279.0912 | 1359.0764 | 1462.7456 | 1564.3172 | 1674.7329 | 1787.8936 | 1922.5739 | 2061.2863 | 2211.1868 | 2369.7804 | 2547.157 | 2736.8511 | 2940.993 | 3161.9077 | 3398.1074 | 0 | 0 | 0 | 0 | -649.79 | -1281.8664 | -1423.7274 | -1574.083 | -1742.1362 | -1924.0417 | -2126.1889 | -2336.1148 | -2573.3462 | -3209.8408
Interest Payment |  | 1405.431 | 1356.7038 | 1314.0262 | 1246.1696 | 1185.1039 | 1119.6896 | 1058.2594 | 974.4999 | 894.0503 | 807.7036 | 720.9259 | 615.507 | 508.7312 | 393.932 | 272.7609 | 137.766 | 0 | 0 | 0 | 0 | 0 | 27.2832 | 81.7794 | 140.8834 | 207.0153 | 280.2105 | 364.0304 | 450.3087 | 548.5241 | 656.6971
Ending Balance |  | 67160.7653 | 64681.1991 | 62005.0332 | 59123.5884 | 56053.121 | 52762.3892 | 49242.7949 | 45455.709 | 41405.6967 | 37057.7873 | 32394.2346 | 27377.5901 | 21996.6695 | 16211.2114 | 9990.9912 | 3299.8082 | 0 | 0 | 0 | 0 | 649.79 | 2608.3237 | 5367.2391 | 8423.5566 | 11806.8176 | 15547.3303 | 19680.2243 | 24229.2467 | 29241.5152 | 35137.1713
Pro-rata EBITDA |  | 5121.4771 | 5182.0119 | 5178.9769 | 5125.9067 | 5107.3671 | 5081.0844 | 5074.8006 | 5019.4104 | 4997.7481 | 4968.4015 | 4958.4834 | 4900.4954 | 4875.3389 | 4842.5632 | 4828.5786 | 4767.6812 | 4738.6138 | 4701.9997 | 4683.464 | 2975.3789 | -120.9021 | -1580.7204 | -1629.5475 | -1663.7885 | -1710.504 | -1756.2282 | -1810.7586 | -1849.0898 | -1901.2946 | -3947.0803
DSCR |  | 1.2873 | 1.2979 | 1.3024 | 1.2971 | 1.2981 | 1.2981 | 1.3026 | 1.2974 | 1.2983 | 1.2984 | 1.3029 | 1.2976 | 1.2986 | 1.2987 | 1.3032 | 1.2979 |  |  |  |  | 0.18606 | 1.288 | 1.2924 | 1.2871 | 1.2879 | 1.2879 | 1.2924 | 1.287 | 1.2879 | 2.0813
(Debt Anniversary) | 2001-10-01 | 2002-10-01 | 2003-10-01 | 2004-10-01 | 2005-10-01 | 2006-10-01 | 2007-10-01 | 2008-10-01 | 2009-10-01 | 2010-10-01 | 2011-10-01 | 2012-10-01 | 2013-10-01 | 2014-10-01 | 2015-10-01 | 2016-10-01 | 2017-10-01 | 2018-10-01 | 2019-10-01 | 2020-10-01 | 2021-10-01 | 2022-10-01 | 2023-10-01 | 2024-10-01 | 2025-10-01 | 2026-10-01 | 2027-10-01 | 2028-10-01 | 2029-10-01 | 2030-10-01 | 2031-05-01
Beginning Balance | 69202.7635 | 67160.7653 | 64681.1991 | 62005.0332 | 59123.5884 | 56053.121 | 52762.3892 | 49242.7949 | 45455.709 | 41405.6967 | 37057.7873 | 32394.2346 | 27377.5901 | 21996.6695 | 16211.2114 | 9990.9912 | 3299.8082 | 0 | 0 | 0 | 0 | 649.79 | 2608.3237 | 5367.2391 | 8423.5566 | 11806.8176 | 15547.3303 | 19680.2243 | 24229.2467 | 29241.5152 | 35137.1713
Addition | 0 | 0 | 0 | 0 | 0 | 0 | 0 | 0 | 0 | 0 | 0 | 0 | 0 | 0 | 0 | 0 | 0 | 0 | 0 | 0 | 0 | 0 | 0 | 0 | 0 | 0 | 0 | 0 | 0 | 0 | 0
Principal Payment | 873.4517 | 1200.4749 | 1317.0895 | 1418.6992 | 1506.1502 | 1615.999 | 1731.7006 | 1864.512 | 1988.726 | 2136.7225 | 2293.7723 | 2469.4876 | 2644.0695 | 2844.465 | 3058.3124 | 3293.0756 | 3299.8082 | 0 | 0 | 0 | 0 | -676.6672 | -1335.1881 | -1482.2345 | -1641.1249 | -1816.4711 | -2006.7051 | -2212.9077 | -2438.9223 | -2685.8153 | -2134.7056
Interest Payment | 2391.5452 | 2777.9717 | 2675.4093 | 2557.7076 | 2445.5298 | 2318.526 | 2182.4114 | 2031.2653 | 1880.1851 | 1712.6644 | 1532.8218 | 1336.2622 | 1132.4196 | 909.8485 | 670.5446 | 412.1284 | 136.49 | 0 | 0 | 0 | 0 | 26.8773 | 107.8881 | 221.3986 | 348.4237 | 488.3656 | 643.0844 | 811.8093 | 1002.1947 | 1209.5172 | 238.2589
Ending Balance | 68329.3119 | 65960.2903 | 63364.1096 | 60586.334 | 57617.4382 | 54437.1221 | 51030.6886 | 47378.2829 | 43466.9829 | 39268.9741 | 34764.0151 | 29924.7471 | 24733.5206 | 19152.2044 | 13152.899 | 6697.9157 | 0 | 0 | 0 | 0 | 0 | 1326.4572 | 3943.5118 | 6849.4736 | 10064.6814 | 13623.2887 | 17554.0354 | 21893.1319 | 26668.169 | 31927.3305 | 37271.8769
Pro-rata EBITDA | 4244.4959 | 5222.4841 | 5198.485 | 5159.6809 | 5148.4612 | 5122.3979 | 5095.6069 | 5054.2205 | 5039.7586 | 5010.6579 | 4980.7429 | 4936.4659 | 4918.3765 | 4885.8764 | 4852.465 | 4804.9518 | 4782.8028 | 4746.4976 | 4709.1721 | 4658.0353 | 1325.4189 | -1568.5518 | -1610.2596 | -1648.6258 | -1697.2346 | -1742.5703 | -1789.1854 | -1832.0973 | -1886.4021 | -1937.0804 | -983.6811
DSCR | 1.3 | 1.3127 | 1.3021 | 1.2976 | 1.3029 | 1.3019 | 1.3019 | 1.2974 | 1.3026 | 1.3017 | 1.3016 | 1.2971 | 1.3024 | 1.3014 | 1.3013 | 1.2968 | [5 empty] | 2.4139 | 1.312 | 1.3076 | 1.3129 | 1.3121 | 1.3121 | 1.3076 | 1.313 | 1.3121 | 0.5187
| 2001-12-31 | 2002-12-31 | 2003-12-31 | 2004-12-31 | 2005-12-31 | 2006-12-31 | 2007-12-31 | 2008-12-31 | 2009-12-31 | 2010-12-31 | 2011-12-31 | 2012-12-31 | 2013-12-31 | 2014-12-31 | 2015-12-31 | 2016-12-31 | 2017-12-31 | 2018-12-31 | 2019-12-31 | 2020-12-31 | 2021-12-31 | 2022-12-31 | 2023-12-31 | 2024-12-31 | 2025-12-31 | 2026-12-31 | 2027-12-31 | 2028-12-31 | 2029-12-31 | 2030-12-31 | 2031-12-31
Beginning Balance | 68329.3119 | 65960.2903 | 63364.1096 | 60586.334 | 57617.4382 | 54437.1221 | 51030.6886 | 47378.2829 | 43466.9829 | 39268.9741 | 34764.0151 | 29924.7471 | 24733.5206 | 19152.2044 | 13152.899 | 6697.9157 | 0 | 0 | 0 | 0 | 0 | 1326.4572 | 3943.5118 | 6849.4736 | 10064.6814 | 13623.2887 | 17554.0354 | 21893.1319 | 26668.169 | 31927.3305 | 37271.8769
Addition | 0 | 0 | 0 | 0 | 0 | 0 | 0 | 0 | 0 | 0 | 0 | 0 | 0 | 0 | 0 | 0 | 0 | 0 | 0 | 0 | 0 | 0 | 0 | 0 | 0 | 0 | 0 | 0 | 0 | 0 | 0
Interest Payment | 1404.469 | 1356.7038 | 1303.3043 | 1242.7648 | 1185.1039 | 1119.6896 | 1049.6244 | 971.8373 | 894.0503 | 807.7036 | 715.0434 | 613.8252 | 508.7312 | 393.932 | 270.5353 | 137.3896 | 0 | 0 | 0 | 0 | 0 | 27.2832 | 81.1121 | 140.4984 | 207.0153 | 280.2105 | 361.0601 | 449.0784 | 548.5241 | 656.6971 | 2055.5695
Ending Balance | 68329.3119 | 65960.2903 | 63364.1096 | 60586.334 | 57617.4382 | 54437.1221 | 51030.6886 | 47378.2829 | 43466.9829 | 39268.9741 | 34764.0151 | 29924.7471 | 24733.5206 | 19152.2044 | 13152.899 | 6697.9157 | 0 | 0 | 0 | 0 | 0 | 1326.4572 | 3943.5118 | 6849.4736 | 10064.6814 | 13623.2887 | 17554.0354 | 21893.1319 | 26668.169 | 31927.3305 | 37271.8769
Debt Service
Principal Payments | 873.4517 | 2369.0215 | 2596.1807 | 2777.7756 | 2968.8958 | 3180.3162 | 3406.4335 | 3652.4057 | 3911.3 | 4198.0088 | 4504.959 | 4839.268 | 5191.2265 | 5581.3161 | 5999.3055 | 6454.9833 | 6697.9157 | 0 | 0 | 0 | 0 | -1326.4572 | -2617.0545 | -2905.9619 | -3215.2078 | -3558.6072 | -3930.7467 | -4339.0965 | -4775.0371 | -5259.1614 | -5344.5464
Interest Expense | 2391.5452 | 5587.8717 | 5388.8169 | 5175.0381 | 4934.4642 | 4688.7338 | 4421.7906 | 4139.149 | 3826.5223 | 3500.7651 | 3148.229 | 2772.2315 | 2361.7518 | 1927.311 | 1458.4085 | 955.4246 | 411.6457 | 0 | 0 | 0 | 0 | 26.8773 | 162.4546 | 384.2901 | 629.8055 | 902.3962 | 1203.5055 | 1536.8997 | 1901.5818 | 2306.5653 | 1551.6531
Net Debt Service | 3264.9968 | 7956.8932 | 7984.9976 | 7952.8137 | 7903.3599 | 7869.05 | 7828.2241 | 7791.5547 | 7737.8223 | 7698.7739 | 7653.1881 | 7611.4995 | 7552.9784 | 7508.6272 | 7457.714 | 7410.4079 | 7109.5613 | 0 | 0 | 0 | 0 | -1299.5799 | -2454.6 | -2521.6718 | -2585.4024 | -2656.211 | -2727.2412 | -2802.1968 | -2873.4553 | -2952.5961 | -3792.8934
ACTUAL DSCR | 1.3 | 1.3 | 1.3 | 1.3 | 1.3 | 1.3 | 1.3 | 1.3 | 1.3 | 1.3 | 1.3 | 1.3 | 1.3 | 1.3 | 1.3 | 1.3 | 1.3433 |  |  |  |  | 1.3 | 1.3 | 1.3 | 1.3 | 1.3 | 1.3 | 1.3 | 1.3 | 1.3 | 1.3
Accrued Debt Service
Principal Payments | 873.4517 | 2369.0215 | 2596.1807 | 2777.7756 | 2968.8958 | 3180.3162 | 3406.4335 | 3652.4057 | 3911.3 | 4198.0088 | 4504.959 | 4839.268 | 5191.2265 | 5581.3161 | 5999.3055 | 6454.9833 | 6697.9157 | 0 | 0 | 0 | 0 | -1326.4572 | -2617.0545 | -2905.9619 | -3215.2078 | -3558.6072 | -3930.7467 | -4339.0965 | -4775.0371 | -5259.1614 | -5344.5464
Interest Expense | 3796.0142 | 5540.1064 | 5335.4174 | 5114.4986 | 4876.8033 | 4623.3195 | 4351.7254 | 4061.362 | 3748.7353 | 3414.4184 | 3055.5688 | 2671.0133 | 2256.6578 | 1812.5118 | 1335.0119 | 822.2789 | 274.256 | 0 | 0 | 0 | 0 | 54.1605 | 216.2834 | 443.6764 | 696.3224 | 975.5914 | 1284.355 | 1624.918 | 2001.0274 | 2414.7383 | 2950.5255
Net Debt Service | 4669.4659 | 7909.1279 | 7931.5981 | 7892.2742 | 7845.699 | 7803.6356 | 7758.1589 | 7713.7676 | 7660.0353 | 7612.4272 | 7560.5278 | 7510.2813 | 7447.8844 | 7393.8279 | 7334.3173 | 7277.2623 | 6972.1717 | 0 | 0 | 0 | 0 | -1272.2967 | -2400.7711 | -2462.2854 | -2518.8854 | -2583.0158 | -2646.3917 | -2714.1785 | -2774.0096 | -2844.4231 | -2394.0209
Debt Summary
| Treasury (%) |  |  | 6.5%
| Spread (%) |  |  | 1.75%
| All In Coupon Rate (%) |  |  | 8.25%
| Term (years) |  |  | 20
| Average Life (years) |  |  | -4.237
| Total amount ($ '000) |  |  | 69202.7635
| DSCR |  | Average | 1.3016
|  |  | Minimum | 1.3
Time Factor | 0 | 0.99932 | 1.9986 | 3.0007 | 4 | 4.9993 | 5.9986 | 7.0007 | 8 | 8.9993 | 9.9986 | 11.0007 | 12 | 12.9993 | 13.9986 | 15.0007 | 16 | 16.9993 | 17.9986 | 19.0007 | 20 | 20.9993 | 21.9986 | 23.0007 | 24 | 24.9993 | 25.9986 | 27.0007 | 28 | 28.9993 | 29.5797
| 0.49829 | 1.4976 | 2.4997 | 3.499 | 4.4983 | 5.4976 | 6.4997 | 7.499 | 8.4983 | 9.4976 | 10.4997 | 11.499 | 12.4983 | 13.4976 | 14.4997 | 15.499 | 16.4983 | 17.4976 | 18.4997 | 19.499 | 20.4983 | 21.4976 | 22.4997 | 23.499 | 24.4983 | 25.4976 | 26.4997 | 27.499 | 28.4983 | 29.4976 | 29.5797
Average Life | 2001-12-31: -4.237
Goal Seek Debt

## Depreciation
PROJECT NAME: UAE-Lowell
DEPRECIATION SCHEDULE
|  |  | 0.66667 | 1.6667 | 2.6667 | 3.6667 | 4.6667 | 5.6667 | 6.6667 | 7.6667 | 8.6667 | 9.6667 | 10.6667 | 11.6667 | 12.6667 | 13.6667 | 14.6667 | 15.6667 | 16.6667 | 17.6667 | 18.6667 | 19.6667 | 20.6667 | 21.6667 | 22.6667 | 23.6667 | 24.6667 | 25.6667 | 26.6667 | 27.6667 | 28.6667 | 29.6667 | 30.6667
('000 $) |  |  | 2001 | 2002 | 2003 | 2004 | 2005 | 2006 | 2007 | 2008 | 2009 | 2010 | 2011 | 2012 | 2013 | 2014 | 2015 | 2016 | 2017 | 2018 | 2019 | 2020 | 2021 | 2022 | 2023 | 2024 | 2025 | 2026 | 2027 | 2028 | 2029 | 2030 | 2031
|  |  | 2001-12-31 | 2002-12-31 | 2003-12-31 | 2004-12-31 | 2005-12-31 | 2006-12-31 | 2007-12-31 | 2008-12-31 | 2009-12-31 | 2010-12-31 | 2011-12-31 | 2012-12-31 | 2013-12-31 | 2014-12-31 | 2015-12-31 | 2016-12-31 | 2017-12-31 | 2018-12-31 | 2019-12-31 | 2020-12-31 | 2021-12-31 | 2022-12-31 | 2023-12-31 | 2024-12-31 | 2025-12-31 | 2026-12-31 | 2027-12-31 | 2028-12-31 | 2029-12-31 | 2030-12-31 | 2031-12-31
US FEDERAL TAX DEPRECIATION & AMORTIZATION
Years
Plant & Equipment - MACRS | 15 |  | 5% | 9.5% | 8.55% | 7.7% | 6.93% | 6.23% | 5.9% | 5.91% | 5.9% | 5.91% | 5.9% | 5.91% | 5.9% | 5.91% | 5.9% | 2.95% | 0% | 0% | 0% | 0% | 0% | 0% | 0% | 0% | 0% | 0% | 0% | 0% | 0% | 0% | 0%
Start-Up Costs - SL | 5 |  | 13.33% | 20% | 20% | 20% | 20% | 6.667% | 0% | 0% | 0% | 0% | 0% | 0% | 0% | 0% | 0% | 0% | 0% | 0% | 0% | 0% | 0% | 0% | 0% | 0% | 0% | 0% | 0% | 0% | 0% | 0% | 0%
Transaction Costs - SL | 20 |  | 3.333% | 5% | 5% | 5% | 5% | 5% | 5% | 5% | 5% | 5% | 5% | 5% | 5% | 5% | 5% | 5% | 5% | 5% | 5% | 5% | 1.667% | 0% | 0% | 0% | 0% | 0% | 0% | 0% | 0% | 0% | 0%
Plant & Equipment - MACRS | 94670 |  | 4733.5 | 8993.65 | 8094.285 | 7289.59 | 6560.631 | 5897.941 | 5585.53 | 5594.997 | 5585.53 | 5594.997 | 5585.53 | 5594.997 | 5585.53 | 5594.997 | 5585.53 | 2792.765 | 0 | 0 | 0 | 0 | 0 | 0 | 0 | 0 | 0 | 0 | 0 | 0 | 0 | 0 | 0
Start-Up Costs - SL | 21161 |  | 2821.4667 | 4232.2 | 4232.2 | 4232.2 | 4232.2 | 1410.7333 | 0 | 0 | 0 | 0 | 0 | 0 | 0 | 0 | 0 | 0 | 0 | 0 | 0 | 0 | 0 | 0 | 0 | 0 | 0 | 0 | 0 | 0 | 0 | 0 | 0
Transaction Costs - SL | 0 |  | 0 | 0 | 0 | 0 | 0 | 0 | 0 | 0 | 0 | 0 | 0 | 0 | 0 | 0 | 0 | 0 | 0 | 0 | 0 | 0 | 0 | 0 | 0 | 0 | 0 | 0 | 0 | 0 | 0 | 0 | 0
Total Beginning Book Value | 115831 |  | 7554.9667 | 13225.85 | 12326.485 | 11521.79 | 10792.831 | 7308.6743 | 5585.53 | 5594.997 | 5585.53 | 5594.997 | 5585.53 | 5594.997 | 5585.53 | 5594.997 | 5585.53 | 2792.765 | 0 | 0 | 0 | 0 | 0 | 0 | 0 | 0 | 0 | 0 | 0 | 0 | 0 | 0 | 0
Ending Value of Assets | 115831 |  | 108276.0333 | 95050.1833 | 82723.6983 | 71201.9083 | 60409.0773 | 53100.403 | 47514.873 | 41919.876 | 36334.346 | 30739.349 | 25153.819 | 19558.822 | 13973.292 | 8378.295 | 2792.765 | 0 | 0 | 0 | 0 | 0 | 0 | 0 | 0 | 0 | 0 | 0 | 0 | 0 | 0 | 0 | 0
STATE TAX DEPRECIATION & AMORTIZATION
Years
Plant & Equipment - MACRS | 15 |  | 5% | 9.5% | 8.55% | 7.7% | 6.93% | 6.23% | 5.9% | 5.91% | 5.9% | 5.91% | 5.9% | 5.91% | 5.9% | 5.91% | 5.9% | 2.95% | 0% | 0% | 0% | 0% | 0% | 0% | 0% | 0% | 0% | 0% | 0% | 0% | 0% | 0% | 0%
Start-Up Costs - SL | 5 |  | 13.33% | 20% | 20% | 20% | 20% | 6.667% | 0% | 0% | 0% | 0% | 0% | 0% | 0% | 0% | 0% | 0% | 0% | 0% | 0% | 0% | 0% | 0% | 0% | 0% | 0% | 0% | 0% | 0% | 0% | 0% | 0%
Transaction Costs - SL | 20 |  | 3.333% | 5% | 5% | 5% | 5% | 5% | 5% | 5% | 5% | 5% | 5% | 5% | 5% | 5% | 5% | 5% | 5% | 5% | 5% | 5% | 1.667% | 0% | 0% | 0% | 0% | 0% | 0% | 0% | 0% | 0% | 0%
Plant & Equipment - MACRS | 94670 |  | 4733.5 | 8993.65 | 8094.285 | 7289.59 | 6560.631 | 5897.941 | 5585.53 | 5594.997 | 5585.53 | 5594.997 | 5585.53 | 5594.997 | 5585.53 | 5594.997 | 5585.53 | 2792.765 | 0 | 0 | 0 | 0 | 0 | 0 | 0 | 0 | 0 | 0 | 0 | 0 | 0 | 0 | 0
Start-Up Costs - SL | 21161 |  | 2821.4667 | 4232.2 | 4232.2 | 4232.2 | 4232.2 | 1410.7333 | 0 | 0 | 0 | 0 | 0 | 0 | 0 | 0 | 0 | 0 | 0 | 0 | 0 | 0 | 0 | 0 | 0 | 0 | 0 | 0 | 0 | 0 | 0 | 0 | 0
Transaction Costs - SL | 0 |  | 0 | 0 | 0 | 0 | 0 | 0 | 0 | 0 | 0 | 0 | 0 | 0 | 0 | 0 | 0 | 0 | 0 | 0 | 0 | 0 | 0 | 0 | 0 | 0 | 0 | 0 | 0 | 0 | 0 | 0 | 0
Total Beginning Book Value | 115831 |  | 7554.9667 | 13225.85 | 12326.485 | 11521.79 | 10792.831 | 7308.6743 | 5585.53 | 5594.997 | 5585.53 | 5594.997 | 5585.53 | 5594.997 | 5585.53 | 5594.997 | 5585.53 | 2792.765 | 0 | 0 | 0 | 0 | 0 | 0 | 0 | 0 | 0 | 0 | 0 | 0 | 0 | 0 | 0
Ending Value of Assets | 115831 |  | 108276.0333 | 95050.1833 | 82723.6983 | 71201.9083 | 60409.0773 | 53100.403 | 47514.873 | 41919.876 | 36334.346 | 30739.349 | 25153.819 | 19558.822 | 13973.292 | 8378.295 | 2792.765 | 0 | 0 | 0 | 0 | 0 | 0 | 0 | 0 | 0 | 0 | 0 | 0 | 0 | 0 | 0 | 0
BOOK DEPRECIATION & AMORTIZATION
| Years | Residual
Plant & Equipment - SL | 30 | 10% | 2% | 3% | 3% | 3% | 3% | 3% | 3% | 3% | 3% | 3% | 3% | 3% | 3% | 3% | 3% | 3% | 3% | 3% | 3% | 3% | 3% | 3% | 3% | 3% | 3% | 3% | 3% | 3% | 3% | 3% | 1%
Start-Up Costs - SL | 5 |  | 13.33% | 20% | 20% | 20% | 20% | 6.667% | 0% | 0% | 0% | 0% | 0% | 0% | 0% | 0% | 0% | 0% | 0% | 0% | 0% | 0% | 0% | 0% | 0% | 0% | 0% | 0% | 0% | 0% | 0% | 0% | 0%
Transaction Costs - SL | 20 |  | 3.333% | 5% | 5% | 5% | 5% | 5% | 5% | 5% | 5% | 5% | 5% | 5% | 5% | 5% | 5% | 5% | 5% | 5% | 5% | 5% | 1.667% | 0% | 0% | 0% | 0% | 0% | 0% | 0% | 0% | 0% | 0%
Plant & Equipment - MACRS | 94670 |  | 1893.4 | 2840.1 | 2840.1 | 2840.1 | 2840.1 | 2840.1 | 2840.1 | 2840.1 | 2840.1 | 2840.1 | 2840.1 | 2840.1 | 2840.1 | 2840.1 | 2840.1 | 2840.1 | 2840.1 | 2840.1 | 2840.1 | 2840.1 | 2840.1 | 2840.1 | 2840.1 | 2840.1 | 2840.1 | 2840.1 | 2840.1 | 2840.1 | 2840.1 | 2840.1 | 946.7
Start-Up Costs - SL | 21161 |  | 2821.4667 | 4232.2 | 4232.2 | 4232.2 | 4232.2 | 1410.7333 | 0 | 0 | 0 | 0 | 0 | 0 | 0 | 0 | 0 | 0 | 0 | 0 | 0 | 0 | 0 | 0 | 0 | 0 | 0 | 0 | 0 | 0 | 0 | 0 | 0
Transaction Costs - SL | 0 |  | 0 | 0 | 0 | 0 | 0 | 0 | 0 | 0 | 0 | 0 | 0 | 0 | 0 | 0 | 0 | 0 | 0 | 0 | 0 | 0 | 0 | 0 | 0 | 0 | 0 | 0 | 0 | 0 | 0 | 0 | 0
Total Beginning Book Value | 115831 |  | 4714.8667 | 7072.3 | 7072.3 | 7072.3 | 7072.3 | 4250.8333 | 2840.1 | 2840.1 | 2840.1 | 2840.1 | 2840.1 | 2840.1 | 2840.1 | 2840.1 | 2840.1 | 2840.1 | 2840.1 | 2840.1 | 2840.1 | 2840.1 | 2840.1 | 2840.1 | 2840.1 | 2840.1 | 2840.1 | 2840.1 | 2840.1 | 2840.1 | 2840.1 | 2840.1 | 946.7
Ending Book Value of Assets | 115831 |  | 111116.1333 | 104043.8333 | 96971.5333 | 89899.2333 | 82826.9333 | 78576.1 | 75736 | 72895.9 | 70055.8 | 67215.7 | 64375.6 | 61535.5 | 58695.4 | 55855.3 | 53015.2 | 50175.1 | 47335 | 44494.9 | 41654.8 | 38814.7 | 35974.6 | 33134.5 | 30294.4 | 27454.3 | 24614.2 | 21774.1 | 18934 | 16093.9 | 13253.8 | 10413.7 | 9467

## Taxes
PROJECT NAME: UAE-Lowell
TAXES
| 0.66667 | 1.6667 | 2.6667 | 3.6667 | 4.6667 | 5.6667 | 6.6667 | 7.6667 | 8.6667 | 9.6667 | 10.6667 | 11.6667 | 12.6667 | 13.6667 | 14.6667 | 15.6667 | 16.6667 | 17.6667 | 18.6667 | 19.6667 | 20.6667 | 21.6667 | 22.6667 | 23.6667 | 24.6667 | 25.6667 | 26.6667 | 27.6667 | 28.6667 | 29.6667 | 30.6667
('000 $) | 2001 | 2002 | 2003 | 2004 | 2005 | 2006 | 2007 | 2008 | 2009 | 2010 | 2011 | 2012 | 2013 | 2014 | 2015 | 2016 | 2017 | 2018 | 2019 | 2020 | 2021 | 2022 | 2023 | 2024 | 2025 | 2026 | 2027 | 2028 | 2029 | 2030 | 2031
| 2001-12-31 | 2002-12-31 | 2003-12-31 | 2004-12-31 | 2005-12-31 | 2006-12-31 | 2007-12-31 | 2008-12-31 | 2009-12-31 | 2010-12-31 | 2011-12-31 | 2012-12-31 | 2013-12-31 | 2014-12-31 | 2015-12-31 | 2016-12-31 | 2017-12-31 | 2018-12-31 | 2019-12-31 | 2020-12-31 | 2021-12-31 | 2022-12-31 | 2023-12-31 | 2024-12-31 | 2025-12-31 | 2026-12-31 | 2027-12-31 | 2028-12-31 | 2029-12-31 | 2030-12-31 | 2031-12-31
STATE TAXES
Adjusted Pretax Book Income | -1741.8809 | -2195.9764 | -2039.1545 | -1867.4368 | -1680.3146 | 1342.6517 | 2971.5437 | 3206.979 | 3463.1422 | 3739.4168 | 4038.5999 | 4361.8185 | 4713.1187 | 5092.4423 | 5503.3019 | 5947.5246 | 6425.114 | 6626.958 | 6552.511 | 6475.9705 | -196.5049 | -6022.7928 | -6268.1033 | -6581.028 | -6921.617 | -7291.3097 | -7693.0488 | -8129.2126 | -8603.6234 | -9118.414 | -7864.7393
Plus Book Depreciation & Amortization | 4714.8667 | 7072.3 | 7072.3 | 7072.3 | 7072.3 | 4250.8333 | 2840.1 | 2840.1 | 2840.1 | 2840.1 | 2840.1 | 2840.1 | 2840.1 | 2840.1 | 2840.1 | 2840.1 | 2840.1 | 2840.1 | 2840.1 | 2840.1 | 2840.1 | 2840.1 | 2840.1 | 2840.1 | 2840.1 | 2840.1 | 2840.1 | 2840.1 | 2840.1 | 2840.1 | 946.7
Less State Tax Depreciation | -7554.9667 | -13225.85 | -12326.485 | -11521.79 | -10792.831 | -7308.6743 | -5585.53 | -5594.997 | -5585.53 | -5594.997 | -5585.53 | -5594.997 | -5585.53 | -5594.997 | -5585.53 | -2792.765 | 0 | 0 | 0 | 0 | 0 | 0 | 0 | 0 | 0 | 0 | 0 | 0 | 0 | 0 | 0
State Taxable Income | -4581.9809 | -8349.5264 | -7293.3395 | -6316.9268 | -5400.8456 | -1715.1893 | 226.1137 | 452.082 | 717.7122 | 984.5198 | 1293.1699 | 1606.9215 | 1967.6887 | 2337.5453 | 2757.8719 | 5994.8596 | 9265.214 | 9467.058 | 9392.611 | 9316.0705 | 2643.5951 | -3182.6928 | -3428.0033 | -3740.928 | -4081.517 | -4451.2097 | -4852.9488 | -5289.1126 | -5763.5234 | -6278.314 | -6918.0393
State Income Tax Rate | bar: 2001-12-31 to 2031-12-31
Current State Income Tax Expense (Benefit) | -320.7387 | -584.4668 | -510.5338 | -442.1849 | -378.0592 | -120.0633 | 15.828 | 31.6457 | 50.2399 | 68.9164 | 90.5219 | 112.4845 | 137.7382 | 163.6282 | 193.051 | 419.6402 | 648.565 | 662.6941 | 657.4828 | 652.1249 | 185.0517 | -222.7885 | -239.9602 | -261.865 | -285.7062 | -311.5847 | -339.7064 | -370.2379 | -403.4466 | -439.482 | -484.2627
Beginning NOL's | 0 | 320.7387 | 905.2055 | 1415.7393 | 1857.9241 | 2235.9833 | 2356.0466 | 2340.2186 | 2308.5729 | 1985.0681 | 1702.6634 | 1612.1415 | 1499.657 | 1361.9187 | 1198.2906 | 1005.2395 | 585.5994 | 0 | 0 | 0 | 0 | 0 | 222.7885 | 462.7487 | 724.6137 | 1010.3199 | 1321.9046 | 1661.611 | 2031.8489 | 2435.2955 | 2651.989
New NOL's | 320.7387 | 584.4668 | 510.5338 | 442.1849 | 378.0592 | 120.0633 | 0 | 0 | 0 | 0 | 0 | 0 | 0 | 0 | 0 | 0 | 0 | 0 | 0 | 0 | 0 | 222.7885 | 239.9602 | 261.865 | 285.7062 | 311.5847 | 339.7064 | 370.2379 | 403.4466 | 439.482 | 484.2627
Expired NOLs | 0 | 0 | 0 | 0 | 0 | 0 | 0 | 0 | -273.265 | -213.4883 | 0 | 0 | 0 | 0 | 0 | 0 | 0 | 0 | 0 | 0 | 0 | 0 | 0 | 0 | 0 | 0 | 0 | 0 | 0 | -222.7885 | -17.1717
NOL Utilization (8 years) | 0 | 0 | 0 | 0 | 0 | 0 | -15.828 | -31.6457 | -50.2399 | -68.9164 | -90.5219 | -112.4845 | -137.7382 | -163.6282 | -193.051 | -419.6402 | -585.5994 | 0 | 0 | 0 | 0 | 0 | 0 | 0 | 0 | 0 | 0 | 0 | 0 | 0 | 0
Ending NOL's | 320.7387 | 905.2055 | 1415.7393 | 1857.9241 | 2235.9833 | 2356.0466 | 2340.2186 | 2308.5729 | 1985.0681 | 1702.6634 | 1612.1415 | 1499.657 | 1361.9187 | 1198.2906 | 1005.2395 | 585.5994 | 0 | 0 | 0 | 0 | 0 | 222.7885 | 462.7487 | 724.6137 | 1010.3199 | 1321.9046 | 1661.611 | 2031.8489 | 2435.2955 | 2651.989 | 3119.08
TOTAL STATE TAXES UTILIZING NOLs | 0 | 0 | 0 | 0 | 0 | 0 | 0 | 0 | 0 | 0 | 0 | 0 | 0 | 0 | 0 | 0 | 62.9656 | 662.6941 | 657.4828 | 652.1249 | 185.0517 | 0 | 0 | 0 | 0 | 0 | 0 | 0 | 0 | 0 | 0
FEDERAL TAXES
State Taxable Income | -4581.9809 | -8349.5264 | -7293.3395 | -6316.9268 | -5400.8456 | -1715.1893 | 226.1137 | 452.082 | 717.7122 | 984.5198 | 1293.1699 | 1606.9215 | 1967.6887 | 2337.5453 | 2757.8719 | 5994.8596 | 9265.214 | 9467.058 | 9392.611 | 9316.0705 | 2643.5951 | -3182.6928 | -3428.0033 | -3740.928 | -4081.517 | -4451.2097 | -4852.9488 | -5289.1126 | -5763.5234 | -6278.314 | -6918.0393
Less: State Taxes | 0 | 0 | 0 | 0 | 0 | 0 | 0 | 0 | 0 | 0 | 0 | 0 | 0 | 0 | 0 | 0 | -62.9656 | -662.6941 | -657.4828 | -652.1249 | -185.0517 | 0 | 0 | 0 | 0 | 0 | 0 | 0 | 0 | 0 | 0
Federal Taxable Income | -4581.9809 | -8349.5264 | -7293.3395 | -6316.9268 | -5400.8456 | -1715.1893 | 226.1137 | 452.082 | 717.7122 | 984.5198 | 1293.1699 | 1606.9215 | 1967.6887 | 2337.5453 | 2757.8719 | 5994.8596 | 9202.2483 | 8804.364 | 8735.1282 | 8663.9456 | 2458.5434 | -3182.6928 | -3428.0033 | -3740.928 | -4081.517 | -4451.2097 | -4852.9488 | -5289.1126 | -5763.5234 | -6278.314 | -6918.0393
Federal Tax Rate | 35% | 35% | 35% | 35% | 35% | 35% | 35% | 35% | 35% | 35% | 35% | 35% | 35% | 35% | 35% | 35% | 35% | 35% | 35% | 35% | 35% | 35% | 35% | 35% | 35% | 35% | 35% | 35% | 35% | 35% | 35%
Federal Tax Expense/ (Benefit) | -1603.6933 | -2922.3342 | -2552.6688 | -2210.9244 | -1890.296 | -600.3163 | 79.1398 | 158.2287 | 251.1993 | 344.5819 | 452.6095 | 562.4225 | 688.6911 | 818.1409 | 965.2552 | 2098.2009 | 3220.7869 | 3081.5274 | 3057.2949 | 3032.381 | 860.4902 | -1113.9425 | -1199.8012 | -1309.3248 | -1428.531 | -1557.9234 | -1698.5321 | -1851.1894 | -2017.2332 | -2197.4099 | -2421.3137
Beginning NOL's | 0 | 1603.6933 | 4526.0276 | 7078.6964 | 9289.6207 | 11179.9167 | 11780.233 | 11701.0932 | 11542.8645 | 11291.6652 | 10947.0833 | 10494.4738 | 9932.0513 | 9243.3602 | 8425.2194 | 7459.9642 | 5361.7633 | 2140.9764 | 0 | 0 | 0 | 0 | 1113.9425 | 2313.7436 | 3623.0684 | 5051.5994 | 6609.5228 | 8308.0549 | 10159.2443 | 12176.4775 | 14373.8874
New NOL's | 1603.6933 | 2922.3342 | 2552.6688 | 2210.9244 | 1890.296 | 600.3163 | 0 | 0 | 0 | 0 | 0 | 0 | 0 | 0 | 0 | 0 | 0 | 0 | 0 | 0 | 0 | 1113.9425 | 1199.8012 | 1309.3248 | 1428.531 | 1557.9234 | 1698.5321 | 1851.1894 | 2017.2332 | 2197.4099 | 2421.3137
Expired NOLs | 0 | 0 | 0 | 0 | 0 | 0 | 0 | 0 | 0 | 0 | 0 | 0 | 0 | 0 | 0 | 0 | 0 | 0 | 0 | 0 | 0 | 0 | 0 | 0 | 0 | 0 | 0 | 0 | 0 | 0 | 0
NOL Utilization (15 years) | 0 | 0 | 0 | 0 | 0 | 0 | -79.1398 | -158.2287 | -251.1993 | -344.5819 | -452.6095 | -562.4225 | -688.6911 | -818.1409 | -965.2552 | -2098.2009 | -3220.7869 | -2140.9764 | 0 | 0 | 0 | 0 | 0 | 0 | 0 | 0 | 0 | 0 | 0 | 0 | 0
Ending NOL's | 1603.6933 | 4526.0276 | 7078.6964 | 9289.6207 | 11179.9167 | 11780.233 | 11701.0932 | 11542.8645 | 11291.6652 | 10947.0833 | 10494.4738 | 9932.0513 | 9243.3602 | 8425.2194 | 7459.9642 | 5361.7633 | 2140.9764 | 0 | 0 | 0 | 0 | 1113.9425 | 2313.7436 | 3623.0684 | 5051.5994 | 6609.5228 | 8308.0549 | 10159.2443 | 12176.4775 | 14373.8874 | 16795.2011
TOTAL STATE TAXES UTILIZING NOLs | 0 | 0 | 0 | 0 | 0 | 0 | 0 | 0 | 0 | 0 | 0 | 0 | 0 | 0 | 0 | 0 | 0 | 940.551 | 3057.2949 | 3032.381 | 860.4902 | 0 | 0 | 0 | 0 | 0 | 0 | 0 | 0 | 0 | 0

## IDC
PROJECT NAME: UAE-Lowell
IDC CALCULATIONS
Total Construction & Other Costs (000$): |  | 10220
No. of Construction Months: |  | 7
Interest During Construction: |  | 8.25% | 0.02292%
|  | Annual | Daily (360-Day)
|  |  | Turbine Cost | Construction &
IDC Calculations |  |  | including Carry | Other Cost | Principal | Balance | Interest | Cum. Interest
Month | Date | % Drawn | (000$) | (000$) | (000$) | (000$) | (000$) | (000$)
1 | 2000-04-01 | 17% | 71302.248 | 1737.4 | 73039.648 | 73039.648 | 0 | 0
2 | 2000-05-01 | 12% | 0 | 1226.4 | 1226.4 | 74768.1956 | 502.1476 | 502.1476
3 | 2000-06-01 | 12% | 0 | 1226.4 | 1226.4 | 76525.7613 | 531.1657 | 1033.3133
4 | 2000-07-01 | 14% | 0 | 1430.8 | 1430.8 | 78482.6759 | 526.1146 | 1559.4279
5 | 2000-08-01 | 13% | 0 | 1328.6 | 1328.6 | 80368.83 | 557.554 | 2116.9819
6 | 2000-09-01 | 12% | 0 | 1226.4 | 1226.4 | 82166.1835 | 570.9536 | 2687.9355
7 | 2000-10-01 | 10% | 0 | 1022 | 1022 | 83753.076 | 564.8925 | 3252.828
8 | 2000-11-01 | 10% | 0 | 1022 | 1022 | 85370.0718 | 594.9958 | 3847.8238
9 | 2000-12-01 | 0% | 0 | 0 | 0 | 85370.0718 | 0 | 3847.8238
10 | 2001-01-01 | 0% | 0 | 0 | 0 | 85370.0718 | 0 | 3847.8238
11 | 2001-02-01 | 0% | 0 | 0 | 0 | 85370.0718 | 0 | 3847.8238
12 | 2001-03-01 | 0% | 0 | 0 | 0 | 85370.0718 | 0 | 3847.8238
13 | 2001-04-01 | 0% | 0 | 0 | 0 | 85370.0718 | 0 | 3847.8238
14 | 2001-05-01 | 0% | 0 | 0 | 0 | 85370.0718 | 0 | 3847.8238
15 | 2001-06-01 | 0% | 0 | 0 | 0 | 85370.0718 | 0 | 3847.8238
16 | 2001-07-01 | 0% | 0 | 0 | 0 | 85370.0718 | 0 | 3847.8238
17 | 2001-08-01 | 0% | 0 | 0 | 0 | 85370.0718 | 0 | 3847.8238
18 | 2001-09-01 | 0% | 0 | 0 | 0 | 85370.0718 | 0 | 3847.8238
19 | 2001-10-01 | 0% | 0 | 0 | 0 | 85370.0718 | 0 | 3847.8238
|  | 100% | 71302.248 | 10220 | 81522.248 |  | 3847.8238
TURBINE DELIVERY SCHEDULE
*Rough Estimate by Bruce Golden. Please double-check for deal specific
[6 empty] | Turbine No. | 1 | 2 | 3 | 4 | 5 | 6
Unit | Turbines | Delivery | LD'S |  | Month | No. of Months | 5.5 | 6 | 6.5 | 7 | 7.5 | 8
Number | Delivered | Schedule | Enforced On |  | 1 |  | 17% | 17% | 17% | 17% | 17% | 17%
1-3 | 3 | 2000-07-30 | 2000-10-30 |  | 2 |  | 16% | 16% | 16% | 12% | 12% | 12%
4-6 | 3 | 2000-08-30 | 2000-10-30 |  | 3 |  | 16% | 16% | 13% | 12% | 12% | 12%
7-8 | 2 | 2000-09-30 | 2000-10-30 |  | 4 |  | 16% | 16% | 16% | 14% | 14% | 14%
9-11 | 3 | 2000-10-30 | 2000-10-30 |  | 5 |  | 17% | 17% | 16% | 18% | 13% | 13%
12-13 | 2 | 2000-11-30 | 2000-11-30 |  | 6 |  | 18% | 18% | 12% | 12% | 12% | 12%
14-15 | 2 | 2000-12-30 | 2000-12-30 |  | 7 |  | 0% | 0% | 10% | 15% | 10% | 10%
16-18 | 3 | 2000-01-30 | 2000-01-30 |  | 8 |  | 0% | 0% | 0% | 0% | 10% | 10%
19-20 | 2 | 2001-02-28 | 2001-02-28 |  | 9 | bar: 1 to 6
21-22 | 2 | 2001-03-30 | 2001-03-30 |  | 10 | bar: 1 to 6
23-24 | 2 | 2001-04-30 | 2001-04-30 |  | 11 | bar: 1 to 6
12 | bar: 1 to 6
13 | bar: 1 to 6
Summary (000$): |  |  |  |  | 14 | bar: 1 to 6
Basis Per Turbine |  |  | 13950 |  | 15 | bar: 1 to 6
Carry Cost Per Turbine |  |  | 289.6163 |  | Sum |  | 100% | 100% | 100% | 100% | 100% | 100%
WestLB Structuring, Restructuring & Legal Fees |  |  | 20.8333
Total Price |  |  | 14260.4496