## Preset Scenarios (hidden)
PRESET SCENARIOS
Annual Escalator
(include costs, revenues, and capacity prices)
Operating Expenses
Dispatch
Kaiser Capacity Price Estimates
Sensitivity Selections:
Choices | Annual Escalator (%) | Increase in Op Exp (%) | Dispatch | Kaiser Price Options
| 3 | 1 | 2 | 1
1 | 0% | 100% | 0 | Base
2 | 1.5% | 110% | 120 | Low
3 | 3% |  |  | Customize
4 | 4.5%
Chosen | 3% | 100% | 120 | Base
|  | EQUITY PARTNER'S | DSCR
|  | IRR | MIN | AVG
Current (Annual) |  | #REF! | 0 | 0
PLEASE TRACK |  | EQUITY PARTNER'S | DSCR
CHANGES | DATE | IRR | MIN | AVG

## Assum
PROJECT NAME: PLANO
ASSUMPTIONS & SUMMARY OUTPUT
SOURCES & USES: | [5 empty] | PROJECT DESCRIPTION: | [5 empty] | TECHNICAL ASSUMPTIONS:
Sources of Funds | % | 000 $ | 000 $/kW | Subject to Sales Tax? (1=Yes,0=No) |  | Type of Turbine |  | LM6000 |  |  |  | Site Condition (MW) |  | 277
Total Equity | 100% | 140281.4616 | 506.4313 |  |  | Number of Turbines |  | 6 |  |  |  | Evaporative Cooler (MW) |  | 0
Debt Issuance | 0% | 0 | 0 |  |  | Turbine Rating |  | 46.1667 |  |  |  | Net Output before Degradation (MW) |  | 277
[6 empty] | Heat Rate (HHV) |  | 10573 |  |  |  | Number of Starts per year |  | 180
Total Sources | 100% | 140281.4616 | 506.4313 |  |  | Annual Operating Hours |  | 1800
| check(=0) | 0 |  |  |  | Availability |  | 97%
[6 empty] | Financial Close |  | 2000-05-01
Uses of Funds | [5 empty] | Start of Construction |  | 2000-09-01
[6 empty] | Start of Commercial Operation |  | 2001-06-01
Equipment | [5 empty] | No. of Months in the 1st Operating year |  | 7 |  |  |  | OPERATING COSTS ASSUMPTIONS:
Turbines (excluding carry) | 66.76% | 15608.5 | 338.0903 | 0 |  | Project Life (Years) |  | 25.5825
Engineered Equipment | 10.93% | 2554.8343 | 55.3394 | 1 |  | End of Commercial Operation |  | 2026-12-31
Bulk Materials | 2.283% | 533.7708 | 11.5618 | 1 |  | Residual Value Discount |  | 0%
Gas Compressor & Filter | 0% |  | 0 | 1 |  | $/MW Exit Multiple (in current $'s) |  | 177.2509 |  |  |  | Escalated Costs:
Pump Motors | 0% |  | 0 | 1 | [9 empty] | 000$ | $/MWh | $/MW | 000$/h
Freight & Heavy Haul | 0% |  | 0 | 1 |  | SUMMARY OUTPUT:
Total Per Unit |  | 18697.1052 | 404.9914 | [8 empty] | Variable O&M
For All Units Purchased | 79.97% | 112182.631 | 404.9914 |  |  | DSCR |  | Avg. | Min |  |  | Water Treatment
[8 empty] | #DIV/0! | 0 |  |  | FERC Fee
Other Costs | [11 empty] | Chemicals |  | 108.2799 | 0.2216 | 0.3909
Nepco Engineering | 0.4482% | 628.728 | 2.2698 | 0 |  | Cost Summary |  | 000$/ MW |  |  |  | Total Variable O&M |  | 108.2799
[6 empty] | EPC |  | 481.721
Construction | [5 empty] | Soft Cost & Other Misc Project Cost |  | 24.7103 |  |  |  | Start Up Costs
Directs | [11 empty] | Major Maintenance Cost per Start |  | 2.7706
Construction | 7.129% | 10000 | 36.1011 | 1 |  | Total |  | 506.4313 |  |  |  | Start Up Fuel |  | 0
U/G Electrical | 0% |  | 0 | 0 | [7 empty] | Total Start Up Costs |  | 2.7706
U/G Piping | 0% |  | 0 | 0 |  | Equity PartnerReturns
Concrete & Grout | 0% |  | 0 | 0 |  | 20 Yrs After-Tax Cashflow & w/o Residual Value |  | No Equity Partner |  |  |  | Fixed O&M
Structural Steel | 0% |  | 0 | 0 |  | 20 Yrs After-Tax Cashflow & w Residual Value |  | No Equity Partner |  |  |  | Payroll and Burden |  | 723.9894 |  | 2.6137
Buildings | 0% |  | 0 | 0 | [7 empty] | Sustaining Capital Expenses |  | 22.479 |  | 0.081152
A/G Piping | 0% |  | 0 | 0 |  | Key Stats | 2001 | 2002 | 2003 | 2004 |  | Admin Fee |  | 236.1993 |  | 0.8527
A/G Electrical | 0% |  | 0 | 1 |  | EBITDA (000 $) | 9045.6078 | 15475.2824 | 15445.2616 | 15413.5876 |  | O&M Fee |  | 300 |  | 1.083
Instrumentation | 0% |  | 0 | 0 |  | Net Income (000 $) | 3976.3563 | 6797.6217 | 6779.5092 | 6760.3994 |  | Fixed Maintenance |  | 733.8466
Insulation - Mech | 0% |  | 0 | 0 |  | After-Tax Cashflow (000 $) | 8738.4648 | 15136.6867 | 14604.8388 | 14127.8067 |  | Total Fixed O&M |  | 2016.5144 |  | 7.2798
Painting | 0% |  | 0 | 0
GTG | 0% |  | 0 | 0 | [7 empty] | Fixed G&A:
Pump Motors | 0% |  | 0 | 0 |  | PPA ASSUMPTIONS: | [5 empty] | Interconnection Fees |  |  |  | 0
Productivity Loss | 0% |  | 0 | 0 | [7 empty] | Insurance |  |  |  | 0
Total Directs | 7.129% | 10000 | 36.1011 |  |  | PPA Start Date |  | 2001-06-01 |  |  |  | Gas Pipeline Metering Station |  |  |  | 0
[6 empty] | PPA Termination |  | 2026-12-31 |  |  |  | Utilities, Start Power |  |  |  | 0
Indirects | [11 empty] | Miscellaneous |  |  |  | 0
Indirects | 1.725% | 2419.813 | 8.7358 | 0 |  | Fixed Price Period | [5 empty] | Total Fixed G&A |  | 0
Construction Equipment | 0% |  | 0 | 1 |  | No. of Years |  | 25.5825
SM Tools | 0% |  | 0 | 1 |  | Demand Charge ($/kW-mo) |  | 5 |  |  |  | Non-Escalated Costs:
Gen'l Cond | 0% |  | 0 | 1 |  | Demand Charge Changes After |  | 2016-12-31 |  |  |  | Fuel |  | 0 |  | 0
Other |  | 0 |  |  |  | Demand Charge ($/kW-mo) Post 2016 |  | 5 |  |  |  | Property Taxes & Other |  | 0 |  | 0
Indirect Costs | 0% |  | 0 | 0 |  | Energy Charge ($/MWh) |  | 1 |  |  |  | Debt Service Reserve Fee |  | 0 |  | 0
Tota Indirects | 1.725% | 2419.813 | 8.7358 |  |  | Revenue Per Start for First 150 Starts |  | 4500 |  |  |  | Land Lease Expense |  |  |  | 0
[6 empty] | Revenue Per Start for Next 50 Starts |  | 4500 |  |  |  | Total Non-Escalated Costs |  | 0
Other | [5 empty] | Revenue Per Start for Remaining Starts |  | 4500
Start Up | 1.041% | 1460.086 | 5.2711 | 0 |  | Degradation Factor (%) |  | 2%
Project Management | 1.347% | 1889.77 | 6.8223 | 0 |  | Degraded Capacity (MW) |  | 271.46
Warranty | 0.07129% | 100 | 0.36101 | 0 |  | Net Generation (MW) |  | 473969.16
Margin | 2.807% | 3937.6395 | 14.2153 | 0 | [7 empty] | DEPRECIATION ASSUMPTIONS:
Sales Tax |  | 818.0378
Turbine Carry | 0% | 0 | 0 |  |  | Market Price Period | [6 empty] | Year | Method |  | Residual (%)
IDC | 0% | 0 | 0 |  |  | No. of Years |  | 0 |  |  |  | Federal & State Tax Depreciation
Total Other | 5.849% | 8205.5333 | 29.6229 |  |  | Energy Charge ($/MWh) |  | 0 |  |  |  | EPC Costs | 15 | MACRS |  | 0%
Total EPC | 95.12% | 133436.7053 | 481.721 |  |  | Block Charge ($/start/turbine) |  | 0 |  |  |  | Transaction Costs | 20 | SL |  | 0%
[6 empty] | Degradation Factor (%) |  | 2%
[6 empty] | Degraded Capacity (MW) |  | 271.46 |  |  |  | Book Depreciation
Other Non-EPC | [5 empty] | Net Generation (MW) |  | 473969.16 |  |  |  | EPC Costs | 30 | SL |  | 10%
Fixed G&A | 1.835% | 2573.6206 | 9.291 | [8 empty] | Transaction Costs | 20 | SL |  | 0%
Start Up Fuel & Power | 0% |  | 0 |  |  | Market Period Energy Margin ($/MWh) |  | 0
Gas Interconnect | 0% |  | 0 |  |  | Capacity Factor (%) |  | 0% |  |  |  | MODEL TOGGLES
Sound Mitigation | 0% |  | 0 |  |  | Annual Escalator |  | 0%
Total | 1.835% | 2573.6206 | 9.291 | [8 empty] | Cash Reserve for Maintenance Overhaul? |  |  |  | Yes
[6 empty] | OTHER COSTS | [5 empty] | Include Turbine Carry Cost? |  |  |  | No
Financing Costs: | [11 empty] | Include Spares in Total Investment Cost? |  |  |  | Yes
Legal Fees | 0% |  | 0 |  |  | Spares |  | 1341.5625 |  |  |  | Escalate the Exit Multiple? |  |  |  | Yes
Financing Fee | 0% | 0 | 0 | [8 empty] | Include Sales Tax? |  |  |  | Yes
Debt Reserves | 0% |  | 0 | [8 empty] | Incur Year 17 Maintenance? |  |  |  | No
Total Financing Costs | 0% | 0 | 0 | [8 empty] | If Overhaul Reserve, then how many years previous to expense are reserved? |  |  |  | 4
[6 empty] | RETURNS | [5 empty] | Levered(1), Unlvered (2) |  |  |  | 2
Contingency | 1.403% | 1968.8197 | 7.1077
| 1.403% | 1968.8197 | 7.1077 |  |  | IRR |  | 7.669%
Plant Pre-Mobilization and Mobilization O&M
Plant Pre-Mobilization and Mobilization O&M | 0.6849% | 960.7535 | 3.4684
Spares | 0.9563% | 1341.5625 | 4.8432
Total Mob Costs | 1.641% | 2302.316 | 8.3116
Total Uses | 100% | 140281.4616 | 506.4313
TAX ASSUMPTIONS:
FINANCING ASSUMPTIONS: | [5 empty] | Sales Tax Rate |  | 6.25%
DEBT | Tranche 1 | Tranche 2 | Tranche 3 | Total |  | Federal Income Tax Rate (%) |  | 35%
Debt Issued | 2000-08-01 |  |  |  |  | State Income Tax Rate (%) |  | 7.18%
Treasury Rate as of: | [5 empty] | Franchise Tax Rate (%) Year 1 |  | 0.15%
[6 empty] | Franchise Tax Rate (%) After Year 1 |  | 0.1%
Summary | [5 empty] | Will County Property Tax |  | 7.63%
Amount ('000 $) | 0 |  |  | 0 |  | Assesed Value as % of Value |  | 33%
Term (yrs) | 15 |  |  | 15 |  | Escalation of Assesed Value Each Year |  | 5%
Final Maturity | 2015-08-02 |  |  | 2015-08-02 |  | Initial Assesed Value of Taxable Property |  | 15017.3607
Amortization Type | Custom | Level
Legal Fees (As % of Loan) | 1.5% | 1.5% | 1.5%
Treasury Rate (%) | 6.5% | 6.5% | 6.5% | #DIV/0!
Spread (%) | 1% | 1% | 1% | #DIV/0!
All In Coupon Rate (%) | 7.5% | 7.5% | 7.5% | #DIV/0!
Libor | 5.5%
Spread Over Libor for Bridge Financing | 0.625%
Interest Income Rate | 4%
Deficit Revolver
Interest on Deficit Revolver | 10%
Limit on Deficit Revolver | 0
EQUITY
Equity Closed | 2000-05-01
Equity Partner's Share | 0% | 0
Enron's Share | 100% | 140281.4616
Working Capital
Type |  | In Days or $ | 2001 | 2002 | 2003 | 2004 | 2005 | 2006 | 2007 | 2008 | 2009 | 2010 | 2011 | 2012 | 2013 | 2014 | 2015 | 2016 | 2017
Operating Cash Balance in |  | Dollars
Accounts Receivable in |  | Dollars
Inventories in |  | Dollars
Other Current Assets in |  | Dollars
Accounts Payable in |  | Dollars
Accrued Expenses in |  | Dollars
Formulas:
Total = MAX([Tranche 1]:[Tranche 3])
Note on I109: mvasque: Tax info provided by Robert Tillota
Note on I112: mvasque: This number needs to be looked at

## Sensitivity
Levered IRR Matrix with Capacity Payment @ $5.00
| Levered IRR Sensitivity Tables | 20% |  |  |  | 25% |  |  | 30% |  |  | 35%
Pre-Leverage Installed Costs |  | Levered IRR |  | % Debt | Unlevered IRR | Levered IRR | % Debt | Unlevered IRR | Levered IRR | % Debt | UnLevered IRR | Levered IRR | % Debt | UnLevered IRR
| 7.669% | 20% | 0% | 20%
400 | -28663 | 7.669% | -28663 | 0% | 9.644% | 7.669% | 0% | 9.737% | 7.669% | 0% | 9.827% | 7.669% | 0% | 9.914%
420 | -23123 | 7.669% | -23123 | 0% | 9.113% | 7.669% | 0% | 9.215% | 7.669% | 0% | 9.314% | 7.669% | 0% | 9.41%
440 | -17583 | 7.669% | -17583 | 0% | 8.619% | 7.669% | 0% | 8.731% | 7.669% | 0% | 8.84% | 7.669% | 0% | 8.944%
460 | -12043 | 7.669% | -12043 | 0% | 8.157% | 7.669% | 0% | 8.28% | 7.669% | 0% | 8.398% | 7.669% | 0% | 8.512%
480 | -6503 | 7.669% | -6503 | 0% | 7.725% | 7.669% | 0% | 7.859% | 7.669% | 0% | 7.986% | 7.669% | 0% | 8.109%
500 | -963 | 7.669% | -963 | 0% | 7.319% | 7.669% | 0% | 7.463% | 7.669% | 0% | 7.601% | 7.669% | 0% | 7.732%
520 | 4577 | 7.669% | 4577 | 0% | 6.937% | 7.669% | 0% | 7.092% | 7.669% | 0% | 7.239% | 7.669% | 0% | 7.38%
540 | 10117 | 7.669% | 10117 | 0% | 6.576% | 7.669% | 0% | 6.742% | 7.669% | 0% | 6.899% | 7.669% | 0% | 7.049%
560 | 15657 | 7.669% | 15657 | 0% | 6.235% | 7.669% | 0% | 6.412% | 7.669% | 0% | 6.579% | 7.669% | 0% | 6.737%
Res. Estimate |  | 35%
Adder |  | 0
| 7.669% | 25% | 0% | 25%
| -28663 | 7.669% | -28663 | 0%
| -23123 | 7.669% | -23123 | 0%
| -17583 | 7.669% | -17583 | 0%
| -12043 | 7.669% | -12043 | 0%
| -6503 | 7.669% | -6503 | 0%
| -963 | 7.669% | -963 | 0%
| 4577 | 7.669% | 4577 | 0%
| 10117 | 7.669% | 10117 | 0%
| 15657 | 7.669% | 15657 | 0%
| 7.669% | 30% | 0% | 30%
| -28663 | 7.669% | -28663 | 0%
| -23123 | 7.669% | -23123 | 0%
| -17583 | 7.669% | -17583 | 0%
| -12043 | 7.669% | -12043 | 0%
| -6503 | 7.669% | -6503 | 0%
| -963 | 7.669% | -963 | 0%
| 4577 | 7.669% | 4577 | 0%
| 10117 | 7.669% | 10117 | 0%
| 15657 | 7.669% | 15657 | 0%
| 7.669% | 35% | 0% | 35%
| -28663 | 7.669% | -28663 | 0%
| -23123 | 7.669% | -23123 | 0%
| -17583 | 7.669% | -17583 | 0%
| -12043 | 7.669% | -12043 | 0%
| -6503 | 7.669% | -6503 | 0%
| -963 | 7.669% | -963 | 0%
| 4577 | 7.669% | 4577 | 0%
| 10117 | 7.669% | 10117 | 0%
| 15657 | 7.669% | 15657 | 0%
Calculate Return Matrix

## Power Price
PROJECT NAME: PLANO
CAPACITY PRICE ASSUMPTIONS
(To be linked to Dispatch Model)
| 0.58333 | 1.5833 | 2.5833 | 3.5833 | 4.5833 | 5.5833 | 6.5833 | 7.5833 | 8.5833 | 9.5833 | 10.5833 | 11.5833 | 12.5833 | 13.5833 | 14.5833 | 15.5833 | 16.5833 | 17.5833 | 18.5833 | 19.5833 | 20.5833 | 21.5833 | 22.5833 | 23.5833 | 24.5833 | 25.5833 | 26.5833 | 27.5833 | 28.5833 | 29.5833 | 30.5833
| 2001 | 2002 | 2003 | 2004 | 2005 | 2006 | 2007 | 2008 | 2009 | 2010 | 2011 | 2012 | 2013 | 2014 | 2015 | 2016 | 2017 | 2018 | 2019 | 2020 | 2021 | 2022 | 2023 | 2024 | 2025 | 2026 | 0 | 0 | 0 | 0 | 0
Consultant Real $
Base ($/kw-year) | 62.1359 | 64 | 62 | 61 | 59 | 58 | 57 | 56 | 56 | 55 | 55 | 54 | 54 | 53 | 52 | 51 | 50 | 49 | 48 | 47 | 46 | 45 | 44 | 43 | 42 | 41 | 40 | 39 | 38 | 37 | 36
Low ($/kw-year) | 49.5146 | 51 | 52 | 52 | 52 | 52 | 52 | 50 | 48 | 45 | 43 | 41 | 40 | 39 | 37 | 36 | 35 | 35 | 35 | 34 | 34 | 34 | 34 | 34 | 34 | 34 | 34 | 34 | 34 | 34 | 34
Consultant Nominal $
Base ($/kw-year ) | 65.92 | 67.8976 | 67.7491 | 68.656 | 68.3972 | 69.255 | 70.1028 | 70.9391 | 73.0673 | 73.9154 | 76.1329 | 76.9911 | 79.3008 | 80.1673 | 81.0143 | 81.84 | 82.6424 | 83.4192 | 84.1683 | 84.8872 | 85.5736 | 86.2247 | 86.8758 | 87.5269 | 88.178 | 88.8291 | 89.4802 | 90.1313 | 90.7824 | 91.4335 | 92.0846
Low ($/kw-year) | 52.53 | 54.1059 | 56.8218 | 58.5265 | 60.2823 | 62.0907 | 63.9534 | 63.3385 | 62.6291 | 60.4762 | 59.5221 | 58.4562 | 58.7413 | 58.991 | 57.6448 | 57.7694 | 57.8497 | 59.5852 | 61.3727 | 61.4078 | 63.25 | 65.1475 | 67.045 | 68.9425 | 70.84 | 72.7375 | 74.635 | 76.5325 | 78.43 | 80.3275 | 82.225
Base ($/kW-month) | 5.4933 | 5.6581 | 5.6458 | 5.7213 | 5.6998 | 5.7713 | 5.8419 | 5.9116 | 6.0889 | 6.1596 | 6.3444 | 6.4159 | 6.6084 | 6.6806 | 6.7512 | 6.82 | 6.8869 | 6.9516 | 7.014 | 7.0739 | 7.1311 | 7.1854 | 7.2396 | 7.2939 | 7.3482 | 7.4024 | 7.4567 | 7.5109 | 7.5652 | 7.6195 | 7.6737
Low ($/kW-month) | 4.3775 | 4.5088 | 4.7352 | 4.8772 | 5.0235 | 5.1742 | 5.3295 | 5.2782 | 5.2191 | 5.0397 | 4.9602 | 4.8713 | 4.8951 | 4.9159 | 4.8037 | 4.8141 | 4.8208 | 4.9654 | 5.1144 | 5.1173 | 5.2708 | 5.429 | 5.5871 | 5.7452 | 5.9033 | 6.0615 | 6.2196 | 6.3777 | 6.5358 | 6.694 | 6.8521
Power Desk | 0 | 0 | 0 | 0 | 0 | 0 | 0 | 0 | 0 | 0 | 0 | 0 | 0 | 0 | 0 | 0 | 0 | 0 | 0 | 0 | 0 | 0 | 0 | 0 | 0 | 0 | 0 | 0 | 0 | 0 | 0
Custom | 4 | 4 | 4 | 4 | 4 | 4 | 4 | 4 | 4 | 4 | 4 | 4 | 4 | 4 | 4 | 4 | 4 | 4 | 4 | 4 | 4 | 4 | 4 | 4 | 4 | 4 | 4 | 4 | 4 | 4 | 4
Market Price Scenario | 0 | 0 | 0 | 0 | 0 | 0 | 0 | 0 | 0 | 0 | 0 | 0 | 0 | 0 | 0 | 0 | 0 | 0 | 0 | 0 | 0 | 0 | 0 | 0 | 0 | 0 | 0 | 0 | 0 | 0 | 0
3

## Inflation
US CPI
| CPI | PPI
1999-12-31 | 2.67% | 2.97%
2000-12-31 | 3.5% | 4.8%
2001-12-31 | 3.1% | 3.2%
2002-12-31 | 3% | 2.9%
2003-12-31 | 2.9% | 2.7%
2004-12-31 | 2.85% | 2.53%
2005-12-31 | 2.8% | 2.4%
2006-12-31 | 2.72% | 2.25%
2007-12-31 | 2.67% | 2.1%
2008-12-31 | 2.62% | 2%
2009-12-31 | 2.58% | 1.92%
2010-12-31 | 2.54% | 1.8%
2011-12-31 | 2.52% | 1.69%
2012-12-31 | 2.5% | 1.6%
2013-12-31 | 2.53% | 1.55%
2014-12-31 | 2.57% | 1.57%
2015-12-31 | 2.61% | 1.62%
2016-12-31 | 2.67% | 1.7%
2017-12-31 | 2.71% | 1.76%
2018-12-31 | 2.74% | 1.85%
2019-12-31 | 2.82% | 1.94%
2020-12-31 | 2.9% | 2.03%
2021-12-31 | 3.05% | 2.12%
2022-12-31 | 3.11% | 2.3%
2023-12-31 | 3.18% | 2.5%

## Sum
PROJECT NAME: PLANO
Summary of Project Cash Flows
PPA | PV | 2000-05-01 | 2001-12-31 | 2002-12-31 | 2003-12-31 | 2004-12-31 | 2005-12-31 | 2006-12-31 | 2007-12-31 | 2008-12-31 | 2009-12-31 | 2010-12-31 | 2011-12-31 | 2012-12-31 | 2013-12-31 | 2014-12-31 | 2015-12-31 | 2016-12-31 | 2017-12-31 | 2018-12-31 | 2019-12-31 | 2020-12-31 | 2021-12-31 | 2022-12-31 | 2023-12-31 | 2024-12-31 | 2025-12-31 | 2026-12-31
Capacity Revenue | 132802.7091 | 0 | 9695 | 16620 | 16620 | 16620 | 16620 | 16620 | 16620 | 16620 | 16620 | 16620 | 16620 | 16620 | 16620 | 16620 | 16620 | 16620 | 16620 | 16620 | 16620 | 16620 | 16620 | 16620 | 16620 | 16620 | 16620 | 16605.7803
Energy Revenue | 4709.0506 | 0 | 473.9692 | 488.1882 | 502.3457 | 516.6625 | 531.1291 | 545.5758 | 560.1427 | 574.8184 | 589.6487 | 604.6258 | 619.8624 | 635.3589 | 651.4335 | 668.1754 | 685.6147 | 703.9207 | 722.9969 | 742.5901 | 762.7143 | 783.3839 | 804.6136 | 826.4186 | 848.8145 | 871.8174 | 895.4437 | 536.4976
Start Up Revenue | 8047.6354 | 0 | 810 | 834.3 | 858.4947 | 882.9618 | 907.6847 | 932.3738 | 957.2681 | 982.3486 | 1007.6932 | 1033.2886 | 1059.3274 | 1085.8106 | 1113.2816 | 1141.893 | 1171.6964 | 1202.9807 | 1235.5814 | 1269.0657 | 1303.4574 | 1338.7811 | 1375.062 | 1412.3262 | 1450.6003 | 1489.9115 | 1530.2881 | 1571.7589
Total Revenue | 145559.3951 | 0 | 10978.9692 | 17942.4882 | 17980.8404 | 18019.6243 | 18058.8138 | 18097.9496 | 18137.4108 | 18177.167 | 18217.3419 | 18257.9144 | 18299.1898 | 18341.1696 | 18384.7151 | 18430.0683 | 18477.3111 | 18526.9013 | 18578.5783 | 18631.6558 | 18686.1717 | 18742.1649 | 18799.6756 | 18858.7448 | 18919.4148 | 18981.7289 | 19045.7318 | 18714.0368
Variable O&M | 1043.525 | 0 | 105.0315 | 108.1824 | 111.3197 | 114.4924 | 117.6981 | 120.8995 | 124.1275 | 127.3797 | 130.6661 | 133.985 | 137.3614 | 140.7955 | 144.3576 | 148.0676 | 151.9321 | 155.9887 | 160.216 | 164.5579 | 169.0174 | 173.5978 | 178.3023 | 183.1343 | 188.0972 | 193.1946 | 198.4302 | 203.8077
Maintenance Accrual Expense | 4954.8187 | 0 | 498.7059 | 513.6671 | 528.5634 | 543.6275 | 558.849 | 574.0497 | 589.3769 | 604.8185 | 620.4228 | 636.1816 | 652.2134 | 668.5187 | 685.4322 | 703.0478 | 721.3974 | 740.6587 | 760.7305 | 781.3463 | 802.5208 | 824.2691 | 846.6068 | 869.5499 | 893.1147 | 917.3181 | 942.1774 | 967.7104
Fixed O&M | 12277.3238 | 0 | 748.2229 | 1321.1478 | 1359.4611 | 1398.2057 | 1437.3555 | 1476.4515 | 1515.8728 | 1555.5887 | 1595.7228 | 1636.2542 | 1677.4878 | 1719.425 | 1762.9265 | 1808.2337 | 1855.4286 | 1904.9685 | 1956.5932 | 2009.6168 | 2064.0775 | 2120.014 | 2177.4663 | 2236.4757 | 2297.0842 | 2359.3351 | 2423.2731 | 2488.9438
Fixed G&A | 0 | 0 | 0 | 0 | 0 | 0 | 0 | 0 | 0 | 0 | 0 | 0 | 0 | 0 | 0 | 0 | 0 | 0 | 0 | 0 | 0 | 0 | 0 | 0 | 0 | 0 | 0 | 0
Other Non-Escalted Costs | 5221.2654 | 0 | 581.4012 | 524.2085 | 536.2346 | 549.7112 | 564.6432 | 581.0438 | 598.7618 | 617.6653 | 637.8255 | 659.2945 | 685.2156 | 712.5814 | 741.4756 | 771.9634 | 801.0701 | 833.5816 | 869.5863 | 907.5355 | 947.527 | 989.6635 | 1034.0526 | 1080.8075 | 1130.047 | 1181.8959 | 1236.4852 | 1293.9525
Total Expenses | 23496.9328 | 0 | 1933.3614 | 2467.2058 | 2535.5788 | 2606.0367 | 2678.5458 | 2752.4446 | 2828.139 | 2905.4521 | 2984.6372 | 3065.7153 | 3152.2782 | 3241.3205 | 3334.1918 | 3431.3125 | 3529.8282 | 3635.1976 | 3747.126 | 3863.0565 | 3983.1427 | 4107.5443 | 4236.428 | 4369.9673 | 4508.343 | 4651.7437 | 4800.3659 | 4954.4144
EBITDA | 122062.4623 | 0 | 9045.6078 | 15475.2824 | 15445.2616 | 15413.5876 | 15380.268 | 15345.5049 | 15309.2718 | 15271.7148 | 15232.7046 | 15192.1991 | 15146.9116 | 15099.849 | 15050.5233 | 14998.7559 | 14947.4829 | 14891.7038 | 14831.4524 | 14768.5993 | 14703.029 | 14634.6206 | 14563.2476 | 14488.7775 | 14411.0718 | 14329.9852 | 14245.3659 | 13759.6225
Interest Expense | 387.4195 | 0 | 0 | 0 | 0 | 0 | 0 | 0 | 0 | 0 | 0 | 0 | 61.3188 | 183.9563 | 306.5939 | 429.2314 | 245.2751 | 0 | 0 | 0 | 0 | 0 | 0 | 0 | 0 | 0 | 0 | 0
Principal Repayments | 0 | 0 | 0 | 0 | 0 | 0 | 0 | 0 | 0 | 0 | 0 | 0 | 0 | 0 | 0 | 0 | 0 | 0 | 0 | 0 | 0 | 0 | 0 | 0 | 0 | 0 | 0 | 0
CAPEX | 0 | 0 | 0 | 0 | 0 | 0 | 0 | 0 | 0 | 0 | 0 | 0 | 0 | 0 | 0 | 0 | 0 | 0 | 0 | 0 | 0 | 0 | 0 | 0 | 0 | 0 | 0 | 0
Change in WC | 0 | 0 | 0 | 0 | 0 | 0 | 0 | 0 | 0 | 0 | 0 | 0 | 0 | 0 | 0 | 0 | 0 | 0 | 0 | 0 | 0 | 0 | 0 | 0 | 0 | 0 | 0 | 0
Actual Maintenance Charge | -3413.5138 | 0 | 0 | 0 | 0 | 0 | 0 | 0 | 0 | 0 | 0 | 0 | 0 | 0 | 0 | 0 | -12263.7553 | 0 | 0 | 0 | 0 | 0 | 0 | 0 | 0 | 0 | 0 | 0
Maintenance Charge Reserved | -4203.4714 | 0 | 0 | 0 | 0 | 0 | 0 | 0 | 0 | 0 | 0 | 0 | -3065.9388 | -3065.9388 | -3065.9388 | -3065.9388 | 0 | 0 | 0 | 0 | 0 | 0 | 0 | 0 | 0 | 0 | 0 | 0
Non Cash Charges | 4954.8187 | 0 | 498.7059 | 513.6671 | 528.5634 | 543.6275 | 558.849 | 574.0497 | 589.3769 | 604.8185 | 620.4228 | 636.1816 | 652.2134 | 668.5187 | 685.4322 | 703.0478 | 721.3974 | 740.6587 | 760.7305 | 781.3463 | 802.5208 | 824.2691 | 846.6068 | 869.5499 | 893.1147 | 917.3181 | 942.1774 | 967.7104
Cash Supplied by Cash Reserve | 3413.5138 | 0 | 0 | 0 | 0 | 0 | 0 | 0 | 0 | 0 | 0 | 0 | 0 | 0 | 0 | 0 | 12263.7553 | 0 | 0 | 0 | 0 | 0 | 0 | 0 | 0 | 0 | 0 | 0
Cash Taxes | -18913.9942 | 0 | -805.8489 | -852.2628 | -1368.9862 | -1829.4084 | -2244.6614 | -2620.3901 | -2789.6475 | -2769.1852 | -2759.2756 | -2737.6437 | -2749.5673 | -2773.9811 | -2808.6263 | -2831.1738 | -2743.4299 | -4265.5514 | -5883.1922 | -5858.2603 | -5832.2505 | -5805.115 | -5776.8034 | -5747.2634 | -5716.4398 | -5684.2752 | -5650.7093 | -5458.0294
Cash Available for Shareholders | 104287.2349 | 0 | 8738.4648 | 15136.6867 | 14604.8388 | 14127.8067 | 13694.4556 | 13299.1646 | 13109.0012 | 13107.3482 | 13093.8519 | 13090.737 | 10044.9375 | 10112.4041 | 10167.9843 | 10233.9225 | 13170.7255 | 11366.811 | 9708.9907 | 9691.6853 | 9673.2993 | 9653.7748 | 9633.051 | 9611.064 | 9587.7466 | 9563.0281 | 9536.834 | 9269.3034
Check=0 |  |  | 0 | 0 | -8.0036e-11 | -1.437e-10 | 0 | 0 | 0 | 0 | 0 | 0 | 0 | 0 | 0 | 0 | 0 | 0 | 0 | 0 | 0 | 0 | 0 | 0 | 0 | 0 | 0 | 0
PV Reconciliation | PV's
Capacity Revenue | 132802.7091
Energy Revenue | 4709.0506
Start Up Revenue | 8047.6354
Variable O&M | -1043.525
Fixed O&M | -12277.3238
Fixed G&A | 0
Other Non-Escalted Costs | -5221.2654
Interest Expense | 387.4195
Principal Repayments | 0
CAPEX | 0
Change in WC | 0
Actual Maintenance Charge | -3413.5138
Maintenance Charge Reserved | -4203.4714
Cash Supplied by Cash Reserve | 3413.5138
Cash Taxes | -18913.9942
PV of Cash Flows | 104287.2349
Less Investment | -140281.4616
Total NPV (Ex-Residual Value) | -35994.2267
PV of Residual Value | 0
Total NPV (Including Residual Value) | -35994.2267
Check=0 | -2.0373e-10
Check=0 | -2.0373e-10

## IS
PROJECT NAME: PLANO
INCOME STATEMENT
('000 $) |  | 2001 | 2002 | 2003 | 2004 | 2005 | 2006 | 2007 | 2008 | 2009 | 2010 | 2011 | 2012 | 2013 | 2014 | 2015 | 2016 | 2017 | 2018 | 2019 | 2020 | 2021 | 2022 | 2023 | 2024 | 2025 | 2026
|  | 2001-12-31 | 2002-12-31 | 2003-12-31 | 2004-12-31 | 2005-12-31 | 2006-12-31 | 2007-12-31 | 2008-12-31 | 2009-12-31 | 2010-12-31 | 2011-12-31 | 2012-12-31 | 2013-12-31 | 2014-12-31 | 2015-12-31 | 2016-12-31 | 2017-12-31 | 2018-12-31 | 2019-12-31 | 2020-12-31 | 2021-12-31 | 2022-12-31 | 2023-12-31 | 2024-12-31 | 2025-12-31 | 2026-12-31
Revenue
Fixed Price Period:
Capacity Revenue |  | 9695 | 16620 | 16620 | 16620 | 16620 | 16620 | 16620 | 16620 | 16620 | 16620 | 16620 | 16620 | 16620 | 16620 | 16620 | 16620 | 16620 | 16620 | 16620 | 16620 | 16620 | 16620 | 16620 | 16620 | 16620 | 16605.7803
Energy Revenue |  | 473.9692 | 488.1882 | 502.3457 | 516.6625 | 531.1291 | 545.5758 | 560.1427 | 574.8184 | 589.6487 | 604.6258 | 619.8624 | 635.3589 | 651.4335 | 668.1754 | 685.6147 | 703.9207 | 722.9969 | 742.5901 | 762.7143 | 783.3839 | 804.6136 | 826.4186 | 848.8145 | 871.8174 | 895.4437 | 536.4976
Variable Energy Revenue |  | 0 | 0 | 0 | 0 | 0 | 0 | 0 | 0 | 0 | 0 | 0 | 0 | 0 | 0 | 0 | 0
Start Ups Payment |  | 810 | 834.3 | 858.4947 | 882.9618 | 907.6847 | 932.3738 | 957.2681 | 982.3486 | 1007.6932 | 1033.2886 | 1059.3274 | 1085.8106 | 1113.2816 | 1141.893 | 1171.6964 | 1202.9807 | 1235.5814 | 1269.0657 | 1303.4574 | 1338.7811 | 1375.062 | 1412.3262 | 1450.6003 | 1489.9115 | 1530.2881 | 1571.7589
Market Period:
Capacity Revenue |  | 0 | 0 | 0 | 0 | 0 | 0 | 0 | 0 | 0 | 0 | 0 | 0 | 0 | 0 | 0 | 0
Energy Revenue |  | 0 | 0 | 0 | 0 | 0 | 0 | 0 | 0 | 0 | 0 | 0 | 0 | 0 | 0 | 0 | 0
Variable Energy Revenue |  | 0 | 0 | 0 | 0 | 0 | 0 | 0 | 0 | 0 | 0 | 0 | 0 | 0 | 0 | 0 | 0
Block Payment |  | 0 | 0 | 0 | 0 | 0 | 0 | 0 | 0 | 0 | 0 | 0 | 0 | 0 | 0 | 0 | 0
Energy Margin |  | 0 | 0 | 0 | 0 | 0 | 0 | 0 | 0 | 0 | 0 | 0 | 0 | 0 | 0 | 0 | 0
Ancillary Services |  | 0 | 0 | 0 | 0 | 0 | 0 | 0 | 0 | 0 | 0 | 0 | 0 | 0 | 0 | 0 | 0
Fees |  | 0 | 0 | 0 | 0 | 0 | 0 | 0 | 0 | 0 | 0 | 0 | 0 | 0 | 0 | 0 | 0
Total Revenue |  | 10978.9692 | 17942.4882 | 17980.8404 | 18019.6243 | 18058.8138 | 18097.9496 | 18137.4108 | 18177.167 | 18217.3419 | 18257.9144 | 18299.1898 | 18341.1696 | 18384.7151 | 18430.0683 | 18477.3111 | 18526.9013 | 18578.5783 | 18631.6558 | 18686.1717 | 18742.1649 | 18799.6756 | 18858.7448 | 18919.4148 | 18981.7289 | 19045.7318 | 18714.0368
Expenses
Variable O&M
Water Treatment |  | 0 | 0 | 0 | 0 | 0 | 0 | 0 | 0 | 0 | 0 | 0 | 0 | 0 | 0 | 0 | 0
FERC Fee |  | 0 | 0 | 0 | 0 | 0 | 0 | 0 | 0 | 0 | 0 | 0 | 0 | 0 | 0 | 0 | 0
Chemicals |  | 105.0315 | 108.1824 | 111.3197 | 114.4924 | 117.6981 | 120.8995 | 124.1275 | 127.3797 | 130.6661 | 133.985 | 137.3614 | 140.7955 | 144.3576 | 148.0676 | 151.9321 | 155.9887 | 160.216 | 164.5579 | 169.0174 | 173.5978 | 178.3023 | 183.1343 | 188.0972 | 193.1946 | 198.4302 | 203.8077
Total Variable O&M |  | 105.0315 | 108.1824 | 111.3197 | 114.4924 | 117.6981 | 120.8995 | 124.1275 | 127.3797 | 130.6661 | 133.985 | 137.3614 | 140.7955 | 144.3576 | 148.0676 | 151.9321 | 155.9887 | 160.216 | 164.5579 | 169.0174 | 173.5978 | 178.3023 | 183.1343 | 188.0972 | 193.1946 | 198.4302 | 203.8077
0.2216
Start Up Costs
Major Maintenance |  | 498.7059 | 513.6671 | 528.5634 | 543.6275 | 558.849 | 574.0497 | 589.3769 | 604.8185 | 620.4228 | 636.1816 | 652.2134 | 668.5187 | 685.4322 | 703.0478 | 721.3974 | 740.6587 | 760.7305 | 781.3463 | 802.5208 | 824.2691 | 846.6068 | 869.5499 | 893.1147 | 917.3181 | 942.1774 | 967.7104
Start Up Fuel |  | 0 | 0 | 0 | 0 | 0 | 0 | 0 | 0 | 0 | 0 | 0 | 0 | 0 | 0 | 0 | 0 | 0 | 0 | 0 | 0 | 0 | 0 | 0 | 0 | 0 | 0
Total Start Up Costs |  | 498.7059 | 513.6671 | 528.5634 | 543.6275 | 558.849 | 574.0497 | 589.3769 | 604.8185 | 620.4228 | 636.1816 | 652.2134 | 668.5187 | 685.4322 | 703.0478 | 721.3974 | 740.6587 | 760.7305 | 781.3463 | 802.5208 | 824.2691 | 846.6068 | 869.5499 | 893.1147 | 917.3181 | 942.1774 | 967.7104
Fixed O&M
Payroll & Burden |  | 422.3272 | 745.7091 | 767.3347 | 789.2037 | 811.3014 | 833.3688 | 855.6198 | 878.037 | 900.6904 | 923.5679 | 946.8418 | 970.5129 | 995.0669 | 1020.6401 | 1047.2788 | 1075.2411 | 1104.3802 | 1134.3089 | 1165.0486 | 1196.6214 | 1229.0499 | 1262.3571 | 1296.567 | 1331.704 | 1367.7932 | 1404.8604
Sustaining Capital Expenses |  | 13.1128 | 23.1534 | 23.8248 | 24.5039 | 25.19 | 25.8751 | 26.566 | 27.262 | 27.9654 | 28.6757 | 29.3983 | 30.1333 | 30.8957 | 31.6897 | 32.5168 | 33.385 | 34.2897 | 35.219 | 36.1734 | 37.1537 | 38.1606 | 39.1947 | 40.2569 | 41.3478 | 42.4684 | 43.6193
Admin Fee |  | 137.7829 | 243.2853 | 250.3405 | 257.4752 | 264.6845 | 271.884 | 279.1433 | 286.4568 | 293.8474 | 301.3111 | 308.9042 | 316.6268 | 324.6374 | 332.9806 | 341.6714 | 350.794 | 360.3005 | 370.0647 | 380.0934 | 390.394 | 400.9737 | 411.84 | 423.0009 | 434.4642 | 446.2382 | 458.3313
O&M Fee |  | 175 | 309 | 317.961 | 327.0229 | 336.1795 | 345.3236 | 354.5438 | 363.8328 | 373.2197 | 382.6995 | 392.3435 | 402.1521 | 412.3265 | 422.9233 | 433.9616 | 445.5484 | 457.6228 | 470.0243 | 482.762 | 495.8448 | 509.2822 | 523.0838 | 537.2594 | 551.8191 | 566.7734 | 582.1329
Fixed Maintenance |  | 733.8466 | 755.862 | 777.782 | 799.9488 | 822.3474 | 844.7152 | 867.2691 | 889.9916 | 912.9534 | 936.1424 | 959.7332 | 983.7265 | 1008.6148 | 1034.5362 | 1061.5376 | 1089.8806 | 1119.4164 | 1149.7526 | 1180.9109 | 1212.9136 | 1245.7835 | 1279.5442 | 1314.2199 | 1349.8353 | 1386.4158 | 1423.9877
Total Fixed O&M |  | 748.2229 | 1321.1478 | 1359.4611 | 1398.2057 | 1437.3555 | 1476.4515 | 1515.8728 | 1555.5887 | 1595.7228 | 1636.2542 | 1677.4878 | 1719.425 | 1762.9265 | 1808.2337 | 1855.4286 | 1904.9685 | 1956.5932 | 2009.6168 | 2064.0775 | 2120.014 | 2177.4663 | 2236.4757 | 2297.0842 | 2359.3351 | 2423.2731 | 2488.9438
Fixed G&A
Interconnection Fees |  | 0 | 0 | 0 | 0 | 0 | 0 | 0 | 0 | 0 | 0 | 0 | 0 | 0 | 0 | 0 | 0
Insurance |  | 0 | 0 | 0 | 0 | 0 | 0 | 0 | 0 | 0 | 0 | 0 | 0 | 0 | 0 | 0 | 0
Gas Pipeline Metering Station |  | 0 | 0 | 0 | 0 | 0 | 0 | 0 | 0 | 0 | 0 | 0 | 0 | 0 | 0 | 0 | 0
Utilities, Start Power |  | 0 | 0 | 0 | 0 | 0 | 0 | 0 | 0 | 0 | 0 | 0 | 0 | 0 | 0 | 0 | 0
Miscelaneous |  | 0 | 0 | 0 | 0 | 0 | 0 | 0 | 0 | 0 | 0 | 0 | 0 | 0 | 0 | 0 | 0
Total Fixed G&A |  | 0 | 0 | 0 | 0 | 0 | 0 | 0 | 0 | 0 | 0 | 0 | 0 | 0 | 0 | 0 | 0 | 0
Other
Fuel
Property Taxes |  | 378.1221 | 397.0282 | 416.8796 | 437.7236 | 459.6098 | 482.5903 | 506.7198 | 532.0558 | 558.6586 | 586.5915 | 615.9211 | 646.7172 | 679.053 | 713.0057 | 748.6559 | 786.0887 | 825.3932 | 866.6628 | 909.996 | 955.4958 | 1003.2706 | 1053.4341 | 1106.1058 | 1161.4111 | 1219.4816 | 1280.4557
Debt Service Reserve Fee
State Franchise Tax |  | 203.279 | 127.1803 | 119.355 | 111.9876 | 105.0334 | 98.4536 | 92.042 | 85.6095 | 79.1669 | 72.703 | 69.2945 | 65.8642 | 62.4226 | 58.9577 | 52.4142 | 47.4929 | 44.1931 | 40.8727 | 37.5311 | 34.1677 | 30.782 | 27.3734 | 23.9412 | 20.4848 | 17.0035 | 13.4968
Land Lease Expense |  | 0 | 0 | 0 | 0 | 0 | 0 | 0 | 0 | 0 | 0 | 0 | 0 | 0 | 0 | 0 | 0 | 0 | 0 | 0 | 0 | 0 | 0 | 0 | 0 | 0 | 0
Total Other |  | 581.4012 | 524.2085 | 536.2346 | 549.7112 | 564.6432 | 581.0438 | 598.7618 | 617.6653 | 637.8255 | 659.2945 | 685.2156 | 712.5814 | 741.4756 | 771.9634 | 801.0701 | 833.5816 | 869.5863 | 907.5355 | 947.527 | 989.6635 | 1034.0526 | 1080.8075 | 1130.047 | 1181.8959 | 1236.4852 | 1293.9525
Total Expense |  | 1933.3614 | 2467.2058 | 2535.5788 | 2606.0367 | 2678.5458 | 2752.4446 | 2828.139 | 2905.4521 | 2984.6372 | 3065.7153 | 3152.2782 | 3241.3205 | 3334.1918 | 3431.3125 | 3529.8282 | 3635.1976 | 3747.126 | 3863.0565 | 3983.1427 | 4107.5443 | 4236.428 | 4369.9673 | 4508.343 | 4651.7437 | 4800.3659 | 4954.4144
EBITDA |  | 9045.6078 | 15475.2824 | 15445.2616 | 15413.5876 | 15380.268 | 15345.5049 | 15309.2718 | 15271.7148 | 15232.7046 | 15192.1991 | 15146.9116 | 15099.849 | 15050.5233 | 14998.7559 | 14947.4829 | 14891.7038 | 14831.4524 | 14768.5993 | 14703.029 | 14634.6206 | 14563.2476 | 14488.7775 | 14411.0718 | 14329.9852 | 14245.3659 | 13759.6225
Depreciation & Amortization |  | 2454.9256 | 4208.4438 | 4208.4438 | 4208.4438 | 4208.4438 | 4208.4438 | 4208.4438 | 4208.4438 | 4208.4438 | 4208.4438 | 4208.4438 | 4208.4438 | 4208.4438 | 4208.4438 | 4208.4438 | 4208.4438 | 4208.4438 | 4208.4438 | 4208.4438 | 4208.4438 | 4208.4438 | 4208.4438 | 4208.4438 | 4208.4438 | 4208.4438 | 4208.4438
EBIT |  | 6590.6822 | 11266.8386 | 11236.8177 | 11205.1438 | 11171.8241 | 11137.0611 | 11100.828 | 11063.271 | 11024.2608 | 10983.7552 | 10938.4677 | 10891.4052 | 10842.0795 | 10790.312 | 10739.0391 | 10683.2599 | 10623.0085 | 10560.1554 | 10494.5851 | 10426.1768 | 10354.8038 | 10280.3337 | 10202.6279 | 10121.5414 | 10036.922 | 9551.1786
Interest Expense |  | 0 | 0 | 0 | 0 | 0 | 0 | 0 | 0 | 0 | 0 | 0 | 0 | 0 | 0 | 0 | 0 | 0 | 0 | 0 | 0 | 0 | 0 | 0 | 0 | 0 | 0
Interest Income |  | 0 | 0 | 0 | 0 | 0 | 0 | 0 | 0 | 0 | 0 | 61.3188 | 183.9563 | 306.5939 | 429.2314 | 245.2751 | 0 | 0 | 0 | 0 | 0 | 0 | 0 | 0 | 0 | 0 | 0
Total Interest Income/Expense |  | 0 | 0 | 0 | 0 | 0 | 0 | 0 | 0 | 0 | 0 | 61.3188 | 183.9563 | 306.5939 | 429.2314 | 245.2751 | 0 | 0 | 0 | 0 | 0 | 0 | 0 | 0 | 0 | 0 | 0
EBT |  | 6590.6822 | 11266.8386 | 11236.8177 | 11205.1438 | 11171.8241 | 11137.0611 | 11100.828 | 11063.271 | 11024.2608 | 10983.7552 | 10999.7865 | 11075.3615 | 11148.6733 | 11219.5434 | 10984.3142 | 10683.2599 | 10623.0085 | 10560.1554 | 10494.5851 | 10426.1768 | 10354.8038 | 10280.3337 | 10202.6279 | 10121.5414 | 10036.922 | 9551.1786
Book State Tax Benefit / (Expense) | 7.18% | -473.211 | -808.959 | -806.8035 | -804.5293 | -802.137 | -799.641 | -797.0394 | -794.3429 | -791.5419 | -788.6336 | -789.7847 | -795.211 | -800.4747 | -805.5632 | -788.6738 | -767.0581 | -762.732 | -758.2192 | -753.5112 | -748.5995 | -743.4749 | -738.128 | -732.5487 | -726.7267 | -720.651 | -685.7746
Shareholder Fed. Tax Benefit / (Expense) | 35% | -2141.1149 | -3660.2578 | -3650.505 | -3640.2151 | -3629.3905 | -3618.097 | -3606.326 | -3594.1248 | -3581.4516 | -3568.2926 | -3573.5006 | -3598.0527 | -3621.8695 | -3644.8931 | -3568.4741 | -3470.6706 | -3451.0968 | -3430.6777 | -3409.3759 | -3387.152 | -3363.9651 | -3339.772 | -3314.5277 | -3288.1851 | -3260.6949 | -3102.8914
Net Income |  | 3976.3563 | 6797.6217 | 6779.5092 | 6760.3994 | 6740.2967 | 6719.3231 | 6697.4625 | 6674.8033 | 6651.2673 | 6626.829 | 6636.5012 | 6682.0979 | 6726.3291 | 6769.0871 | 6627.1663 | 6445.5312 | 6409.1797 | 6371.2586 | 6331.6981 | 6290.4252 | 6247.3638 | 6202.4337 | 6155.5515 | 6106.6296 | 6055.5762 | 5762.5126
Net Generation MW/h |  | 473969.16 | 473969.16 | 473969.16 | 473969.16 | 473969.16 | 473969.16 | 473969.16 | 473969.16 | 473969.16 | 473969.16 | 473969.16 | 473969.16 | 473969.16 | 473969.16 | 473969.16 | 473969.16 | 473969.16 | 473969.16 | 473969.16 | 473969.16 | 473969.16 | 473969.16 | 473969.16 | 473969.16 | 473969.16 | 473969.16
Counter |  | 0 | 1 | 2 | 3 | 4 | 5 | 6 | 7 | 8 | 9 | 10 | 11 | 12 | 13 | 14 | 15 | 16 | 17 | 18 | 19 | 20 | 21 | 22 | 23 | 24 | 25
Cumulative Starts |  | 180 | 360 | 540 | 720 | 900 | 1080 | 1260 | 1440 | 1620 | 1800 | 1980 | 2160 | 2340 | 2520 | 2700 | 2880 | 3060 | 3240 | 3420 | 3600 | 3780 | 3960 | 4140 | 4320 | 4500 | 4680
Number of Starts (Current Year) |  | 180 | 180 | 180 | 180 | 180 | 180 | 180 | 180 | 180 | 180 | 180 | 180 | 180 | 180 | 180 | 180 | 180 | 180 | 180 | 180 | 180 | 180 | 180 | 180 | 180 | 180
Cumulative Period of PPA |  | 0.58333 | 1.5833 | 2.5833 | 3.5833 | 4.5833 | 5.5833 | 6.5833 | 7.5833 | 8.5833 | 9.5833 | 10.5833 | 11.5833 | 12.5833 | 13.5833 | 14.5833 | 15.5833 | 16.5833 | 17.5833 | 18.5833 | 19.5833 | 20.5833 | 21.5833 | 22.5833 | 23.5833 | 24.5833 | 25.5833
Annual CPI |  |  | 3% | 2.9% | 2.85% | 2.8% | 2.72% | 2.67% | 2.62% | 2.58% | 2.54% | 2.52% | 2.5% | 2.53% | 2.57% | 2.61% | 2.67% | 2.71% | 2.71% | 2.71% | 2.71% | 2.71% | 2.71% | 2.71% | 2.71% | 2.71% | 2.71%
Escalation |  | 1 | 1.03 | 1.0599 | 1.0901 | 1.1206 | 1.1511 | 1.1818 | 1.2128 | 1.2441 | 1.2757 | 1.3078 | 1.3405 | 1.3744 | 1.4097 | 1.4465 | 1.4852 | 1.5254 | 1.5667 | 1.6092 | 1.6528 | 1.6976 | 1.7436 | 1.7909 | 1.8394 | 1.8892 | 1.9404
Capacity Payment for Current Year |  | 5 | 5 | 5 | 5 | 5 | 5 | 5 | 5 | 5 | 5 | 5 | 5 | 5 | 5 | 5 | 5 | 5 | 5 | 5 | 5 | 5 | 5 | 5 | 5 | 5 | 5

## BS
PROJECT NAME: PLANO
Balance Sheet
|  | 1 | 2 | 3 | 4 | 5 | 6 | 7 | 8 | 9 | 10 | 11 | 12 | 13 | 14 | 15 | 16 | 17 | 18 | 19 | 20 | 21 | 22 | 23 | 24 | 25 | 26
|  | 2001 | 2002 | 2003 | 2004 | 2005 | 2006 | 2007 | 2008 | 2009 | 2010 | 2011 | 2012 | 2013 | 2014 | 2015 | 2016 | 2017 | 2018 | 2019 | 2020 | 2021 | 2022 | 2023 | 2024 | 2025 | 2026
Assets:
| Cash | 0 | 0 | 0 | 0 | 0 | 0 | 0 | 0 | 0 | 0 | 0 | 0 | 0 | 0 | 0 | 0 | 0 | 0 | 0 | 0 | 0 | 0 | 0 | 0 | 0 | 0
| Accounts Receivable | 0 | 0 | 0 | 0 | 0 | 0 | 0 | 0 | 0 | 0 | 0 | 0 | 0 | 0 | 0 | 0 | 0 | 0 | 0 | 0 | 0 | 0 | 0 | 0 | 0 | 0
| Inventories | 0 | 0 | 0 | 0 | 0 | 0 | 0 | 0 | 0 | 0 | 0 | 0 | 0 | 0 | 0 | 0 | 0 | 0 | 0 | 0 | 0 | 0 | 0 | 0 | 0 | 0
| Other Current Assets | 0 | 0 | 0 | 0 | 0 | 0 | 0 | 0 | 0 | 0 | 0 | 0 | 0 | 0 | 0 | 0 | 0 | 0 | 0 | 0 | 0 | 0 | 0 | 0 | 0 | 0
| Debt Service Reserve | 0 | 0 | 0 | 0 | 0 | 0 | 0 | 0 | 0 | 0 | 0 | 0 | 0 | 0 | 0 | 0 | 0 | 0 | 0 | 0 | 0 | 0 | 0 | 0 | 0 | 0
| Maintenance Reserve | 0 | 0 | 0 | 0 | 0 | 0 | 0 | 0 | 0 | 0 | 3065.9388 | 6131.8777 | 9197.8165 | 12263.7553 | 0 | 0 | 0 | 0 | 0 | 0 | 0 | 0 | 0 | 0 | 0 | 0
| Total Current Assets | 0 | 0 | 0 | 0 | 0 | 0 | 0 | 0 | 0 | 0 | 3065.9388 | 6131.8777 | 9197.8165 | 12263.7553 | 0 | 0 | 0 | 0 | 0 | 0 | 0 | 0 | 0 | 0 | 0 | 0
| Gross PP&E | 140281.4616 | 140281.4616 | 140281.4616 | 140281.4616 | 140281.4616 | 140281.4616 | 140281.4616 | 140281.4616 | 140281.4616 | 140281.4616 | 140281.4616 | 140281.4616 | 140281.4616 | 140281.4616 | 140281.4616 | 140281.4616 | 140281.4616 | 140281.4616 | 140281.4616 | 140281.4616 | 140281.4616 | 140281.4616 | 140281.4616 | 140281.4616 | 140281.4616 | 140281.4616
| Accumulated Depreciation | 2454.9256 | 6663.3694 | 10871.8133 | 15080.2571 | 19288.701 | 23497.1448 | 27705.5887 | 31914.0325 | 36122.4764 | 40330.9202 | 44539.364 | 48747.8079 | 52956.2517 | 57164.6956 | 61373.1394 | 65581.5833 | 69790.0271 | 73998.471 | 78206.9148 | 82415.3587 | 86623.8025 | 90832.2464 | 95040.6902 | 99249.134 | 103457.5779 | 107666.0217
| Net PP&E | 137826.536 | 133618.0921 | 129409.6483 | 125201.2044 | 120992.7606 | 116784.3167 | 112575.8729 | 108367.4291 | 104158.9852 | 99950.5414 | 95742.0975 | 91533.6537 | 87325.2098 | 83116.766 | 78908.3221 | 74699.8783 | 70491.4344 | 66282.9906 | 62074.5467 | 57866.1029 | 53657.659 | 49449.2152 | 45240.7714 | 41032.3275 | 36823.8837 | 32615.4398
| Other Assets | 0 | 0 | 0 | 0 | 0 | 0 | 0 | 0 | 0 | 0 | 0 | 0 | 0 | 0 | 0 | 0 | 0 | 0 | 0 | 0 | 0 | 0 | 0 | 0 | 0 | 0
Total Assets |  | 137826.536 | 133618.0921 | 129409.6483 | 125201.2044 | 120992.7606 | 116784.3167 | 112575.8729 | 108367.4291 | 104158.9852 | 99950.5414 | 98808.0363 | 97665.5313 | 96523.0263 | 95380.5213 | 78908.3221 | 74699.8783 | 70491.4344 | 66282.9906 | 62074.5467 | 57866.1029 | 53657.659 | 49449.2152 | 45240.7714 | 41032.3275 | 36823.8837 | 32615.4398
Liabilities
| Accounts Payable | 0 | 0 | 0 | 0 | 0 | 0 | 0 | 0 | 0 | 0 | 0 | 0 | 0 | 0 | 0 | 0 | 0 | 0 | 0 | 0 | 0 | 0 | 0 | 0 | 0 | 0
| Accrued Expenses | 0 | 0 | 0 | 0 | 0 | 0 | 0 | 0 | 0 | 0 | 0 | 0 | 0 | 0 | 0 | 0 | 0 | 0 | 0 | 0 | 0 | 0 | 0 | 0 | 0 | 0
| Deferred Tax Liability | 1808.477 | 5425.4311 | 8513.7534 | 11129.0895 | 13315.9556 | 15113.3035 | 16727.0215 | 18346.304 | 19960.022 | 21579.3045 | 23193.0225 | 24812.305 | 26426.0229 | 28045.3055 | 29659.0234 | 29631.2007 | 27961.8373 | 26292.4739 | 24623.1105 | 22953.747 | 21284.3836 | 19615.0202 | 17945.6568 | 16276.2934 | 14606.9299 | 12937.5665
| Accrued Maintenance Liability | 498.7059 | 1012.3729 | 1540.9363 | 2084.5638 | 2643.4128 | 3217.4626 | 3806.8394 | 4411.6579 | 5032.0808 | 5668.2624 | 6320.4757 | 6988.9944 | 7674.4266 | 8377.4744 | -3164.8835 | -2424.2248 | -1663.4943 | -882.148 | -79.6271 | 744.642 | 1591.2488 | 2460.7987 | 3353.9133 | 4271.2314 | 5213.4088 | 6181.1192
| Working Capital Revolver | 0 | 0 | 0 | 0 | 0 | 0 | 0 | 0 | 0 | 0 | 0 | 0 | 0 | 0 | 0 | 0 | 0 | 0 | 0 | 0 | 0 | 0 | 0 | 0 | 0 | 0
| Long Term Debt | 0 | 0 | 0 | 0 | 0 | 0 | 0 | 0 | 0 | 0 | 0 | 0 | 0 | 0 | 0 | 0 | 0 | 0 | 0 | 0 | 0 | 0 | 0 | 0 | 0 | 0
| Other Non-Current Liabilities | 0 | 0 | 0 | 0 | 0 | 0 | 0 | 0 | 0 | 0 | 0 | 0 | 0 | 0 | 0 | 0 | 0 | 0 | 0 | 0 | 0 | 0 | 0 | 0 | 0 | 0
Total Long-term Liabilities |  | 2307.1829 | 6437.8041 | 10054.6898 | 13213.6533 | 15959.3684 | 18330.7661 | 20533.8609 | 22757.9619 | 24992.1027 | 27247.5668 | 29513.4982 | 31801.2994 | 34100.4496 | 36422.7799 | 26494.1399 | 27206.9759 | 26298.343 | 25410.3259 | 24543.4833 | 23698.389 | 22875.6324 | 22075.8189 | 21299.5701 | 20547.5248 | 19820.3387 | 19118.6857
Stockholders' Equity
| Paid-In-Capital | 140281.4616 | 140281.4616 | 140281.4616 | 140281.4616 | 140281.4616 | 140281.4616 | 140281.4616 | 140281.4616 | 140281.4616 | 140281.4616 | 140281.4616 | 140281.4616 | 140281.4616 | 140281.4616 | 140281.4616 | 140281.4616 | 140281.4616 | 140281.4616 | 140281.4616 | 140281.4616 | 140281.4616 | 140281.4616 | 140281.4616 | 140281.4616 | 140281.4616 | 140281.4616
| Retained earnings | -4762.1085 | -13101.1735 | -20926.5031 | -28293.9104 | -35248.0694 | -41827.9109 | -48239.4495 | -54671.9944 | -61114.5791 | -67578.487 | -70986.9234 | -74417.2296 | -77858.8848 | -81323.7202 | -87867.2794 | -92788.5592 | -96088.3701 | -99408.7969 | -102750.3981 | -106113.7477 | -109499.4349 | -112908.0652 | -116340.2603 | -119796.6588 | -123277.9166 | -126784.7075
| Total stockholders' equity | 135519.3531 | 127180.2881 | 119354.9585 | 111987.5512 | 105033.3922 | 98453.5507 | 92042.012 | 85609.4671 | 79166.8825 | 72702.9745 | 69294.5382 | 65864.2319 | 62422.5767 | 58957.7414 | 52414.1822 | 47492.9024 | 44193.0914 | 40872.6647 | 37531.0634 | 34167.7139 | 30782.0266 | 27373.3963 | 23941.2012 | 20484.8027 | 17003.5449 | 13496.7541
Total Liabilities & Equity |  | 137826.536 | 133618.0921 | 129409.6483 | 125201.2044 | 120992.7606 | 116784.3167 | 112575.8729 | 108367.4291 | 104158.9852 | 99950.5414 | 98808.0363 | 97665.5313 | 96523.0263 | 95380.5213 | 78908.3221 | 74699.8783 | 70491.4344 | 66282.9906 | 62074.5467 | 57866.1029 | 53657.659 | 49449.2152 | 45240.7714 | 41032.3275 | 36823.8837 | 32615.4398
Proof |  | 0 | 0 | 0 | 0 | 3.929e-09 | 1.0172e-08 | 1.95e-08 | 3.2713e-08 | 5.0699e-08 | 7.4477e-08 | 1.0518e-07 | 1.439e-07 | 1.9197e-07 | 2.5067e-07 | 3.2151e-07 | 3.2151e-07 | -3.6737e-06 | -3.5577e-06 | -3.4237e-06 | -3.2703e-06 | -3.096e-06 | -2.8993e-06 | -2.6788e-06 | -2.433e-06 | -2.1605e-06 | -1.8598e-06

## CF
PROJECT NAME: PLANO
ANNUAL CASH FLOW AND IRR
PROJECT CASH FLOW
| 0 | 0.58333 | 1.5833 | 2.5833 | 3.5833 | 4.5833 | 5.5833 | 6.5833 | 7.5833 | 8.5833 | 9.5833 | 10.5833 | 11.5833 | 12.5833 | 13.5833 | 14.5833 | 15.5833 | 16.5833
('000 $) | 2000 | 2001 | 2002 | 2003 | 2004 | 2005 | 2006 | 2007 | 2008 | 2009 | 2010 | 2011 | 2012 | 2013 | 2014 | 2015 | 2016 | 2017
| 2000-05-01 | 2001-12-31 | 2002-12-31 | 2003-12-31 | 2004-12-31 | 2005-12-31 | 2006-12-31 | 2007-12-31 | 2008-12-31 | 2009-12-31 | 2010-12-31 | 2011-12-31 | 2012-12-31 | 2013-12-31 | 2014-12-31 | 2015-12-31 | 2016-12-31 | 2017-12-31
EBITDA | 0 | 9045.6078 | 15475.2824 | 15445.2616 | 15413.5876 | 15380.268 | 15345.5049 | 15309.2718 | 15271.7148 | 15232.7046 | 15192.1991 | 15146.9116 | 15099.849 | 15050.5233 | 14998.7559 | 14947.4829 | 14891.7038 | 14831.4524
Plus Capitalized Interest | 0 | 0 | 0 | 0 | 0 | 0 | 0 | 0 | 0 | 0 | 0 | 0 | 0 | 0 | 0 | 0 | 0 | 0
Less Principal Payments | 0 | 0 | 0 | 0 | 0 | 0 | 0 | 0 | 0 | 0 | 0 | 0 | 0 | 0 | 0 | 0 | 0 | 0
Less Interest Payments | 0 | 0 | 0 | 0 | 0 | 0 | 0 | 0 | 0 | 0 | 0 | 0 | 0 | 0 | 0 | 0 | 0 | 0
Pre Tax Cash Flow | 0 | 9045.6078 | 15475.2824 | 15445.2616 | 15413.5876 | 15380.268 | 15345.5049 | 15309.2718 | 15271.7148 | 15232.7046 | 15192.1991 | 15146.9116 | 15099.849 | 15050.5233 | 14998.7559 | 14947.4829 | 14891.7038 | 14831.4524
State Tax Benefit / (Expense) | 0 | -145.8642 | -154.2654 | -247.7959 | -331.1355 | -406.2992 | -474.3086 | -504.9454 | -501.2416 | -499.4479 | -495.5323 | -497.6906 | -502.1097 | -508.3807 | -512.4619 | -496.5797 | -772.0942 | -1064.8983
Federal Tax Benefit / (Expense) | 0 | -659.9847 | -697.9974 | -1121.1902 | -1498.2729 | -1838.3622 | -2146.0814 | -2284.7021 | -2267.9436 | -2259.8277 | -2242.1113 | -2251.8767 | -2271.8715 | -2300.2456 | -2318.7118 | -2246.8502 | -3493.4573 | -4818.2939
After Tax Cash Flow | 0 | 8239.7589 | 14623.0196 | 14076.2754 | 13584.1793 | 13135.6066 | 12725.1149 | 12519.6244 | 12502.5297 | 12473.4291 | 12454.5554 | 12397.3442 | 12325.8679 | 12241.897 | 12167.5821 | 12204.053 | 10626.1523 | 8948.2602
EQUITY PARTNER'S CASHFLOW
('000 $) | 2000 | 2001 | 2002 | 2003 | 2004 | 2005 | 2006 | 2007 | 2008 | 2009 | 2010 | 2011 | 2012 | 2013 | 2014 | 2015 | 2016 | 2017 | 2018 | 2019 | 2020 | 2021 | 2022 | 2023 | 2024 | 2025 | 2026
| 2000-05-01 | 2001-12-31 | 2002-12-31 | 2003-12-31 | 2004-12-31 | 2005-12-31 | 2006-12-31 | 2007-12-31 | 2008-12-31 | 2009-12-31 | 2010-12-31 | 2011-12-31 | 2012-12-31 | 2013-12-31 | 2014-12-31 | 2015-12-31 | 2016-12-31 | 2017-12-31 | 2018-12-31 | 2019-12-31 | 2020-12-31 | 2021-12-31 | 2022-12-31 | 2023-12-31 | 2024-12-31 | 2025-12-31 | 2026-12-31
Equity Contributions from Equity Partner | 0 | 0 | 0 | 0 | 0 | 0 | 0 | 0 | 0 | 0 | 0 | 0 | 0 | 0 | 0 | 0 | 0 | 0
Equity Partner's Cashflow with No Residual
Equity CF | 0 | 0 | 0 | 0 | 0 | 0 | 0 | 0 | 0 | 0 | 0 | 0 | 0 | 0 | 0 | 0 | 0 | 0
IRR | 2000-05-01: #VALUE!
Equity Partner's Cashflow with Residual Value
Equity CF | 0 | 0 | 0 | 0 | 0 | 0 | 0 | 0 | 0 | 0 | 0 | 0 | 0 | 0 | 0 | 0 | 0 | 0
Residual Value | 0 | 0 | 0 | 0 | 0 | 0 | 0 | 0 | 0 | 0 | 0 | 0 | 0 | 0 | 0 | 0 | 0 | 0
Net CF | 0 | 0 | 0 | 0 | 0 | 0 | 0 | 0 | 0 | 0 | 0 | 0 | 0 | 0 | 0 | 0 | 0 | 0
Equity Partner's After-Tax IRR w/ 5x EBITDA Residual (20 yr.) | 2000-05-01: #VALUE!
ENRON'S EQUITY CASHFLOW
('000 $) | 2000 | 2001 | 2002 | 2003 | 2004 | 2005 | 2006 | 2007 | 2008 | 2009 | 2010 | 2011 | 2012 | 2013 | 2014 | 2015 | 2016 | 2017 | 2018 | 2019 | 2020 | 2021 | 2022 | 2023 | 2024 | 2025 | 2026
| 2000-05-01 | 2001-12-31 | 2002-12-31 | 2003-12-31 | 2004-12-31 | 2005-12-31 | 2006-12-31 | 2007-12-31 | 2008-12-31 | 2009-12-31 | 2010-12-31 | 2011-12-31 | 2012-12-31 | 2013-12-31 | 2014-12-31 | 2015-12-31 | 2016-12-31 | 2017-12-31 | 2018-12-31 | 2019-12-31 | 2020-12-31 | 2021-12-31 | 2022-12-31 | 2023-12-31 | 2024-12-31 | 2025-12-31 | 2026-12-31
Equity Contributions from Enron | -140281.4616 | 0 | 0 | 0 | 0 | 0 | 0 | 0 | 0 | 0 | 0 | 0 | 0 | 0 | 0 | 0 | 0 | 0 | 0 | 0 | 0 | 0 | 0 | 0 | 0 | 0 | 0
Enron's Cashflow with No Residual
Equity CF | -140281.4616 | 8738.4648 | 15136.6867 | 14604.8388 | 14127.8067 | 13694.4556 | 13299.1646 | 13109.0012 | 13107.3482 | 13093.8519 | 13090.737 | 10044.9375 | 10112.4041 | 10167.9843 | 10233.9225 | 13170.7255 | 11366.811 | 9708.9907 | 9691.6853 | 9673.2993 | 9653.7748 | 9633.051 | 9611.064 | 9587.7466 | 9563.0281 | 9536.834 | 9269.3034
Other CF | 0 | 0 | 0 | 0 | 0 | 0 | 0 | 0 | 0 | 0 | 0 | 0 | 0 | 0 | 0 | 0 | 0 | 0
Total CF | -140281.4616 | 8738.4648 | 15136.6867 | 14604.8388 | 14127.8067 | 13694.4556 | 13299.1646 | 13109.0012 | 13107.3482 | 13093.8519 | 13090.737 | 10044.9375 | 10112.4041 | 10167.9843 | 10233.9225 | 13170.7255 | 11366.811 | 9708.9907 | 9691.6853 | 9673.2993 | 9653.7748 | 9633.051 | 9611.064 | 9587.7466 | 9563.0281 | 9536.834 | 9269.3034
IRR | 2000-05-01: 6.581%
Enron's Cashflow with Residual Value
Equity CF | -140281.4616 | 8738.4648 | 15136.6867 | 14604.8388 | 14127.8067 | 13694.4556 | 13299.1646 | 13109.0012 | 13107.3482 | 13093.8519 | 13090.737 | 10044.9375 | 10112.4041 | 10167.9843 | 10233.9225 | 13170.7255 | 11366.811 | 9708.9907 | 9691.6853 | 9673.2993 | 9653.7748 | 9633.051 | 9611.064 | 9587.7466 | 9563.0281 | 9536.834 | 9269.3034
Residual Value | 0 | 0 | 0 | 0 | 0 | 0 | 0 | 0 | 0 | 0 | 0 | 0 | 0 | 0 | 0 | 0 | 0 | 0 | 0 | 0 | 0 | 0 | 0 | 0 | 0 | 0 | 95272.8693
Other Cashflow | 0 | 0 | 0 | 0 | 0 | 0 | 0 | 0 | 0 | 0 | 0 | 0 | 0 | 0 | 0 | 0 | 0 | 0 | 0 | 0 | 0 | 0 | 0 | 0 | 0 | 0 | 0
Total CF | -140281.4616 | 8738.4648 | 15136.6867 | 14604.8388 | 14127.8067 | 13694.4556 | 13299.1646 | 13109.0012 | 13107.3482 | 13093.8519 | 13090.737 | 10044.9375 | 10112.4041 | 10167.9843 | 10233.9225 | 13170.7255 | 11366.811 | 9708.9907 | 9691.6853 | 9673.2993 | 9653.7748 | 9633.051 | 9611.064 | 9587.7466 | 9563.0281 | 9536.834 | 104542.1728
Equity Partner's After-Tax IRR w/ 5x EBITDA Residual (20 yr.) | 2000-05-01: 7.669%
Discount Rate | 2000-05-01: 8.5%
NPV @ 8.5% | 2000-05-01: -35994.2267
NPV @ 8.5% with Residual Value | 2000-05-01: -35994.2267
Sources & Uses
Sources
Net Income |  | 3976.3563 | 6797.6217 | 6779.5092 | 6760.3994 | 6740.2967 | 6719.3231 | 6697.4625 | 6674.8033 | 6651.2673 | 6626.829 | 6636.5012 | 6682.0979 | 6726.3291 | 6769.0871 | 6627.1663 | 6445.5312 | 6409.1797 | 6371.2586 | 6331.6981 | 6290.4252 | 6247.3638 | 6202.4337 | 6155.5515 | 6106.6296 | 6055.5762 | 5762.5126
Change in Deferred Taxes |  | 1808.477 | 3616.9541 | 3088.3223 | 2615.336 | 2186.8661 | 1797.3479 | 1613.718 | 1619.2825 | 1613.718 | 1619.2825 | 1613.718 | 1619.2825 | 1613.718 | 1619.2825 | 1613.718 | -27.8227 | -1669.3634 | -1669.3634 | -1669.3634 | -1669.3634 | -1669.3634 | -1669.3634 | -1669.3634 | -1669.3634 | -1669.3634 | -1669.3634
D,D&A |  | 2454.9256 | 4208.4438 | 4208.4438 | 4208.4438 | 4208.4438 | 4208.4438 | 4208.4438 | 4208.4438 | 4208.4438 | 4208.4438 | 4208.4438 | 4208.4438 | 4208.4438 | 4208.4438 | 4208.4438 | 4208.4438 | 4208.4438 | 4208.4438 | 4208.4438 | 4208.4438 | 4208.4438 | 4208.4438 | 4208.4438 | 4208.4438 | 4208.4438 | 4208.4438
Other Non-Cash Expenses (Maintenance Accrual) |  | 498.7059 | 513.6671 | 528.5634 | 543.6275 | 558.849 | 574.0497 | 589.3769 | 604.8185 | 620.4228 | 636.1816 | 652.2134 | 668.5187 | 685.4322 | 703.0478 | 721.3974 | 740.6587 | 760.7305 | 781.3463 | 802.5208 | 824.2691 | 846.6068 | 869.5499 | 893.1147 | 917.3181 | 942.1774 | 967.7104
Less: Actual Maintenance Charge |  | 0 | 0 | 0 | 0 | 0 | 0 | 0 | 0 | 0 | 0 | 0 | 0 | 0 | 0 | -12263.7553 | 0 | 0 | 0 | 0 | 0 | 0 | 0 | 0 | 0 | 0 | 0
Less: Maintenance Charge Reserved |  | 0 | 0 | 0 | 0 | 0 | 0 | 0 | 0 | 0 | 0 | -3065.9388 | -3065.9388 | -3065.9388 | -3065.9388 | 0 | 0 | 0 | 0 | 0 | 0 | 0 | 0 | 0 | 0 | 0 | 0
Plus: Usage of Maintenance Reserve |  | 0 | 0 | 0 | 0 | 0 | 0 | 0 | 0 | 0 | 0 | 0 | 0 | 0 | 0 | 12263.7553 | 0 | 0 | 0 | 0 | 0 | 0 | 0 | 0 | 0 | 0 | 0
Total Sources |  | 8738.4648 | 15136.6867 | 14604.8388 | 14127.8067 | 13694.4556 | 13299.1646 | 13109.0012 | 13107.3482 | 13093.8519 | 13090.737 | 10044.9375 | 10112.4041 | 10167.9843 | 10233.9225 | 13170.7255 | 11366.811 | 9708.9907 | 9691.6853 | 9673.2993 | 9653.7748 | 9633.051 | 9611.064 | 9587.7466 | 9563.0281 | 9536.834 | 9269.3034
Uses
Capex
Increase in WC |  | 0 | 0 | 0 | 0 | 0 | 0 | 0 | 0 | 0 | 0 | 0 | 0 | 0 | 0 | 0 | 0 | 0 | 0 | 0 | 0 | 0 | 0 | 0 | 0 | 0 | 0
Net Principle Repayments |  | 0 | 0 | 0 | 0 | 0 | 0 | 0 | 0 | 0 | 0 | 0 | 0 | 0 | 0 | 0 | 0 | 0 | 0 | 0 | 0 | 0 | 0 | 0 | 0 | 0 | 0
Total Uses |  | 0 | 0 | 0 | 0 | 0 | 0 | 0 | 0 | 0 | 0 | 0 | 0 | 0 | 0 | 0 | 0 | 0 | 0 | 0 | 0 | 0 | 0 | 0 | 0 | 0 | 0
Surplus (Deficit) |  | 8738.4648 | 15136.6867 | 14604.8388 | 14127.8067 | 13694.4556 | 13299.1646 | 13109.0012 | 13107.3482 | 13093.8519 | 13090.737 | 10044.9375 | 10112.4041 | 10167.9843 | 10233.9225 | 13170.7255 | 11366.811 | 9708.9907 | 9691.6853 | 9673.2993 | 9653.7748 | 9633.051 | 9611.064 | 9587.7466 | 9563.0281 | 9536.834 | 9269.3034
Available to Deficit Revolver: Beg. Excess Cash Balance + Surplus (Deficit) |  | 8738.4648 | 15136.6867 | 14604.8388 | 14127.8067 | 13694.4556 | 13299.1646 | 13109.0012 | 13107.3482 | 13093.8519 | 13090.737 | 10044.9375 | 10112.4041 | 10167.9843 | 10233.9225 | 13170.7255 | 11366.811 | 9708.9907 | 9691.6853 | 9673.2993 | 9653.7748 | 9633.051 | 9611.064 | 9587.7466 | 9563.0281 | 9536.834 | 9269.3034
Increase Decrease in Deficit Revolver |  | 0 | 0 | 0 | 0 | 0 | 0 | 0 | 0 | 0 | 0 | 0 | 0 | 0 | 0 | 0 | 0 | 0 | 0 | 0 | 0 | 0 | 0 | 0 | 0 | 0 | 0
Available for Dividends |  | 8738.4648 | 15136.6867 | 14604.8388 | 14127.8067 | 13694.4556 | 13299.1646 | 13109.0012 | 13107.3482 | 13093.8519 | 13090.737 | 10044.9375 | 10112.4041 | 10167.9843 | 10233.9225 | 13170.7255 | 11366.811 | 9708.9907 | 9691.6853 | 9673.2993 | 9653.7748 | 9633.051 | 9611.064 | 9587.7466 | 9563.0281 | 9536.834 | 9269.3034
Dividends Paid |  | -8738.4648 | -15136.6867 | -14604.8388 | -14127.8067 | -13694.4556 | -13299.1646 | -13109.0012 | -13107.3482 | -13093.8519 | -13090.737 | -10044.9375 | -10112.4041 | -10167.9843 | -10233.9225 | -13170.7255 | -11366.811 | -9708.9907 | -9691.6853 | -9673.2993 | -9653.7748 | -9633.051 | -9611.064 | -9587.7466 | -9563.0281 | -9536.834 | -9269.3034
Change in Cash |  | 0 | 0 | 0 | 0 | 0 | 0 | 0 | 0 | 0 | 0 | 0 | 0 | 0 | 0 | 0 | 0 | 0 | 0 | 0 | 0 | 0 | 0 | 0 | 0 | 0 | 0
Beg.Excess Cash |  | 0 | 0 | 0 | 0 | 0 | 0 | 0 | 0 | 0 | 0 | 0 | 0 | 0 | 0 | 0 | 0 | 0 | 0 | 0 | 0 | 0 | 0 | 0 | 0 | 0 | 0
End Excess Cash |  | 0 | 0 | 0 | 0 | 0 | 0 | 0 | 0 | 0 | 0 | 0 | 0 | 0 | 0 | 0 | 0 | 0 | 0 | 0 | 0 | 0 | 0 | 0 | 0 | 0 | 0
Deficit Revolver
Revolver Ending Balance |  | 0 | 0 | 0 | 0 | 0 | 0 | 0 | 0 | 0 | 0 | 0 | 0 | 0 | 0 | 0 | 0 | 0 | 0 | 0 | 0 | 0 | 0 | 0 | 0 | 0 | 0
Interest Expense |  | 0 | 0 | 0 | 0 | 0 | 0 | 0 | 0 | 0 | 0 | 0 | 0 | 0 | 0 | 0 | 0 | 0 | 0 | 0 | 0 | 0 | 0 | 0 | 0 | 0 | 0
Exit Multiple $/KW | 177.2509 | 177.2509 | 182.5685 | 187.863 | 193.2171 | 198.6271 | 204.0298 | 209.4774 | 214.9657 | 220.5118 | 226.1128 | 231.8108 | 237.6061 | 243.6176 | 249.8785 | 256.4004 | 263.2462 | 270.3802 | 277.7075 | 285.2334 | 292.9632 | 300.9025 | 309.057 | 317.4324 | 326.0348 | 334.8704 | 343.9454

## WC
PROJECT NAME: PLANO
Working Capital
| 2001 | 2002 | 2003 | 2004 | 2005 | 2006 | 2007 | 2008 | 2009 | 2010 | 2011 | 2012 | 2013 | 2014 | 2015 | 2016 | 2017 | 2018 | 2019 | 2020 | 2021 | 2022 | 2023 | 2024 | 2025 | 2026
Operating Cash Balance | 0 | 0 | 0 | 0 | 0 | 0 | 0 | 0 | 0 | 0 | 0 | 0 | 0 | 0 | 0 | 0 | 0 | 0 | 0 | 0 | 0 | 0 | 0 | 0 | 0 | 0
Accounts Receivable | 0 | 0 | 0 | 0 | 0 | 0 | 0 | 0 | 0 | 0 | 0 | 0 | 0 | 0 | 0 | 0 | 0 | 0 | 0 | 0 | 0 | 0 | 0 | 0 | 0 | 0
Inventories | 0 | 0 | 0 | 0 | 0 | 0 | 0 | 0 | 0 | 0 | 0 | 0 | 0 | 0 | 0 | 0 | 0 | 0 | 0 | 0 | 0 | 0 | 0 | 0 | 0 | 0
Other Current Assets | 0 | 0 | 0 | 0 | 0 | 0 | 0 | 0 | 0 | 0 | 0 | 0 | 0 | 0 | 0 | 0 | 0 | 0 | 0 | 0 | 0 | 0 | 0 | 0 | 0 | 0
Accounts Payable | 0 | 0 | 0 | 0 | 0 | 0 | 0 | 0 | 0 | 0 | 0 | 0 | 0 | 0 | 0 | 0 | 0 | 0 | 0 | 0 | 0 | 0 | 0 | 0 | 0 | 0
Accrued Expenses | 0 | 0 | 0 | 0 | 0 | 0 | 0 | 0 | 0 | 0 | 0 | 0 | 0 | 0 | 0 | 0 | 0 | 0 | 0 | 0 | 0 | 0 | 0 | 0 | 0 | 0
Required WC | 0 | 0 | 0 | 0 | 0 | 0 | 0 | 0 | 0 | 0 | 0 | 0 | 0 | 0 | 0 | 0 | 0 | 0 | 0 | 0 | 0 | 0 | 0 | 0 | 0 | 0
Beginning WC | 0 | 0 | 0 | 0 | 0 | 0 | 0 | 0 | 0 | 0 | 0 | 0 | 0 | 0 | 0 | 0 | 0 | 0 | 0 | 0 | 0 | 0 | 0 | 0 | 0 | 0
Change in WC | 0 | 0 | 0 | 0 | 0 | 0 | 0 | 0 | 0 | 0 | 0 | 0 | 0 | 0 | 0 | 0 | 0 | 0 | 0 | 0 | 0 | 0 | 0 | 0 | 0 | 0

## Debt
PROJECT NAME: PLANO
|  | Tranche 1 | [5 empty] | Tranche 2 | [5 empty] | Tranche 3
|  | Treasury |  |  | 6.5% |  |  | Treasury |  |  | 6.5% |  |  | Treasury |  |  | 6.5%
|  | Spread |  |  | 1% |  |  | Spread |  |  | 1% |  |  | Spread |  |  | 1%
|  | All In Coupon Rate |  |  | 7.5% |  |  | All In Coupon Rate |  |  | 7.5% |  |  | All In Coupon Rate |  |  | 7.5%
|  | Term |  |  | 15 |  |  | Term |  |  | 0 |  |  | Term |  |  | 0
|  | Total amount ($ '000) |  |  | 0 |  |  | Total amount ($ '000) |  |  | 0 |  |  | Total amount ($ '000) |  |  | 0
DEBT ISSUANCE
1.5
('000 $) | 2000 | 2001 | 2002 | 2003 | 2004 | 2005 | 2006 | 2007 | 2008 | 2009 | 2010 | 2011 | 2012 | 2013 | 2014 | 2015 | 2016 | 2017 | 2018 | 2019 | 2020 | 2021 | 2022 | 2023 | 2024 | 2025 | 2026
| 2000-12-31 | 2001-12-31 | 2002-12-31 | 2003-12-31 | 2004-12-31 | 2005-12-31 | 2006-12-31 | 2007-12-31 | 2008-12-31 | 2009-12-31 | 2010-12-31 | 2011-12-31 | 2012-12-31 | 2013-12-31 | 2014-12-31 | 2015-12-31 | 2016-12-31 | 2017-12-31 | 2018-12-31 | 2019-12-31 | 2020-12-31 | 2021-12-31 | 2022-12-31 | 2023-12-31 | 2024-12-31 | 2025-12-31 | 2026-12-31
| 2000-06-30 | 2001-06-30 | 2002-06-30 | 2003-06-30 | 2004-06-30 | 2005-06-30 | 2006-06-30 | 2007-06-30 | 2008-06-30 | 2009-06-30 | 2010-06-30 | 2011-06-30 | 2012-06-30 | 2013-06-30 | 2014-06-30 | 2015-06-30 | 2016-06-30 | 2017-06-30 | 2018-06-30 | 2019-06-30 | 2020-06-30 | 2021-06-30 | 2022-06-30 | 2023-06-30 | 2024-06-30 | 2025-06-30 | 2026-06-30
Annual Amortization Tranche 1 | 2000-06-30: Custom
Custom |  | 6030.4052 | 0 | 0 | 0 | 0 | 0 | 0 | 0 | 0 | 0 | 0 | 0 | 0 | 0 | 0 | 0 | 0 | 0 | 0 | 0 | 0 | 0 | 0 | 0 | 0 | 0
Annual Amortization Tranche 2 | 2000-06-30: Level
Custom
|  | 0 | 2 | 4 | 6 | 8 | 10 | 12 | 14 | 16 | 18 | 20 | 22 | 24 | 26 | 28 | 30 | 32 | 34 | 36 | 38 | 40 | 42 | 44 | 46 | 48 | 50
| 0 | 1 | 3 | 5 | 7 | 9 | 11 | 13 | 15 | 17 | 19 | 21 | 23 | 25 | 27 | 29 | 31 | 33 | 35 | 37 | 39 | 41 | 43 | 45 | 47 | 49 | 51
Tranche 1 @ 7.5%
Period 1
Beginning Balance | 0 | 0 | 0 | 0 | 0 | 0 | 0 | 0 | 0 | 0 | 0 | 0 | 0 | 0 | 0 | 0 | 0 | 0 | 0 | 0 | 0 | 0 | 0 | 0 | 0 | 0 | 0
Principal Payment | 0 | 0 | 0 | 0 | 0 | 0 | 0 | 0 | 0 | 0 | 0 | 0 | 0 | 0 | 0 | 0 | 0 | 0 | 0 | 0 | 0 | 0 | 0 | 0 | 0 | 0 | 0
Interest Payment | 0 | 0 | 0 | 0 | 0 | 0 | 0 | 0 | 0 | 0 | 0 | 0 | 0 | 0 | 0 | 0 | 0 | 0 | 0 | 0 | 0 | 0 | 0 | 0 | 0 | 0 | 0
Ending Balance | 0 | 0 | 0 | 0 | 0 | 0 | 0 | 0 | 0 | 0 | 0 | 0 | 0 | 0 | 0 | 0 | 0 | 0 | 0 | 0 | 0 | 0 | 0 | 0 | 0 | 0 | 0
Period 2
Beginning Balance | 0 | 0 | 0 | 0 | 0 | 0 | 0 | 0 | 0 | 0 | 0 | 0 | 0 | 0 | 0 | 0 | 0 | 0 | 0 | 0 | 0 | 0 | 0 | 0 | 0 | 0 | 0
Principal Payment | 0 | 0 | 0 | 0 | 0 | 0 | 0 | 0 | 0 | 0 | 0 | 0 | 0 | 0 | 0 | 0 | 0 | 0 | 0 | 0 | 0 | 0 | 0 | 0 | 0 | 0 | 0
Interest Payment | 0 | 0 | 0 | 0 | 0 | 0 | 0 | 0 | 0 | 0 | 0 | 0 | 0 | 0 | 0 | 0 | 0 | 0 | 0 | 0 | 0 | 0 | 0 | 0 | 0 | 0 | 0
Ending Balance | 0 | 0 | 0 | 0 | 0 | 0 | 0 | 0 | 0 | 0 | 0 | 0 | 0 | 0 | 0 | 0 | 0 | 0 | 0 | 0 | 0 | 0 | 0 | 0 | 0 | 0 | 0
Interest Expense | 0 | 0 | 0 | 0 | 0 | 0 | 0 | 0 | 0 | 0 | 0 | 0 | 0 | 0 | 0 | 0 | 0 | 0 | 0 | 0 | 0 | 0 | 0 | 0 | 0 | 0 | 0
Principal Payments | 0 | 0 | 0 | 0 | 0 | 0 | 0 | 0 | 0 | 0 | 0 | 0 | 0 | 0 | 0 | 0 | 0 | 0 | 0 | 0 | 0 | 0 | 0 | 0 | 0 | 0 | 0
Tranche 2 @ 7.5%
Period 1
Beginning Balance | 0
Principal Payment
Interest Payment
Ending Balance
Period 2
Beginning Balance
Principal Payment
Interest Payment
Ending Balance
Interest Expense | 0 | 0 | 0 | 0 | 0 | 0 | 0 | 0 | 0 | 0 | 0 | 0 | 0 | 0 | 0 | 0 | 0 | 0
Principal Payments | 0 | 0 | 0 | 0 | 0 | 0 | 0 | 0 | 0 | 0 | 0 | 0 | 0 | 0 | 0 | 0 | 0 | 0
Tranche 3 @ 7.5%
Period 1
Beginning Balance | 0
Principal Payment
Interest Payment
Ending Balance
Period 2
Beginning Balance
Principal Payment
Interest Payment
Ending Balance
Interest Expense | 0 | 0 | 0 | 0 | 0 | 0 | 0 | 0 | 0 | 0 | 0 | 0 | 0 | 0 | 0 | 0 | 0 | 0
Principal Payments | 0 | 0 | 0 | 0 | 0 | 0 | 0 | 0 | 0 | 0 | 0 | 0 | 0 | 0 | 0 | 0 | 0 | 0
EBITDA | 0 | 9045.6078 | 15475.2824 | 15445.2616 | 15413.5876 | 15380.268 | 15345.5049 | 15309.2718 | 15271.7148 | 15232.7046 | 15192.1991 | 15146.9116 | 15099.849 | 15050.5233 | 14998.7559 | 14947.4829 | 14891.7038 | 14831.4524
Tranche 1 Debt Service | 0 | 0 | 0 | 0 | 0 | 0 | 0 | 0 | 0 | 0 | 0 | 0 | 0 | 0 | 0 | 0 | 0 | 0
Tranche 2 Debt Service | 0 | 0 | 0 | 0 | 0 | 0 | 0 | 0 | 0 | 0 | 0 | 0 | 0 | 0 | 0 | 0 | 0 | 0
Tranche 3 Debt Service | 0 | 0 | 0 | 0 | 0 | 0 | 0 | 0 | 0 | 0 | 0 | 0 | 0 | 0 | 0 | 0 | 0 | 0
Less Capitalized Interest | 0 | 0 | 0 | 0 | 0 | 0 | 0 | 0 | 0 | 0 | 0 | 0 | 0 | 0 | 0 | 0 | 0 | 0
Net Debt Service | 0 | 0 | 0 | 0 | 0 | 0 | 0 | 0 | 0 | 0 | 0 | 0 | 0 | 0 | 0 | 0 | 0 | 0
Total Interest Expense | 0 | 0 | 0 | 0 | 0 | 0 | 0 | 0 | 0 | 0 | 0 | 0 | 0 | 0 | 0 | 0 | 0 | 0
Cash Principal Payments | 0 | 0 | 0 | 0 | 0 | 0 | 0 | 0 | 0 | 0 | 0 | 0 | 0 | 0 | 0 | 0 | 0 | 0
DSCR Fixed Price PPA Period
Average DSCR | #DIV/0!
Minimum DSCR | 0
DSCR | 1.4
| 2001-06-30 | 2001-12-31 | 2002-12-31 | 2003-12-31 | 2004-12-31 | 2005-12-31 | 2006-12-31 | 2007-12-31 | 2008-12-31 | 2009-12-31 | 2010-12-31 | 2011-12-31 | 2012-12-31 | 2013-12-31 | 2014-12-31 | 2015-12-31 | 2016-12-31
Cash Flows | 0 | 0 | 0 | 0 | 0 | 0 | 0 | 0 | 0 | 0 | 0 | 0 | 0 | 0 | 0 | 0 | 0
PV | 2001-06-30: 0

## Dep
PROJECT NAME: PLANO
DEPRECIATION SCHEDULE
|  |  | 0.58333 | 1.5833 | 2.5833 | 3.5833 | 4.5833 | 5.5833 | 6.5833 | 7.5833 | 8.5833 | 9.5833 | 10.5833 | 11.5833 | 12.5833 | 13.5833 | 14.5833 | 15.5833 | 16.5833 | 17.5833 | 18.5833 | 19.5833 | 20.5833 | 21.5833 | 22.5833 | 23.5833 | 24.5833 | 25.5833 | 26.5833 | 27.5833 | 28.5833 | 29.5833 | 30.5833
('000 $) |  |  | 2001 | 2002 | 2003 | 2004 | 2005 | 2006 | 2007 | 2008 | 2009 | 2010 | 2011 | 2012 | 2013 | 2014 | 2015 | 2016 | 2017 | 2018 | 2019 | 2020 | 2021 | 2022 | 2023 | 2024 | 2025 | 2026 | 0 | 0 | 0 | 0 | 0
|  |  | 2001-12-31 | 2002-12-31 | 2003-12-31 | 2004-12-31 | 2005-12-31 | 2006-12-31 | 2007-12-31 | 2008-12-31 | 2009-12-31 | 2010-12-31 | 2011-12-31 | 2012-12-31 | 2013-12-31 | 2014-12-31 | 2015-12-31 | 2016-12-31 | 2017-12-31 | 2018-12-31 | 2019-12-31 | 2020-12-31 | 2021-12-31 | 2022-12-31 | 2023-12-31 | 2024-12-31 | 2025-12-31 | 2026-12-31 | 0 | 0 | 0 | 0 | 0
(Months) |  |  | 7 | 12 | 12 | 12 | 12 | 12 | 12 | 12 | 12 | 12 | 12 | 12 | 12 | 12 | 12 | 12 | 12 | 12 | 12 | 12 | 12 | 12 | 12 | 12 | 12 | 12 | 12 | 12 | 12 | 12 | 12
US FEDERAL TAX DEPRECIATION & AMORTIZATION
Years
Total Hard Costs, Capitalized Interests, and Contingency- MACRS | 15 |  | 5% | 9.5% | 8.55% | 7.7% | 6.93% | 6.23% | 5.9% | 5.91% | 5.9% | 5.91% | 5.9% | 5.91% | 5.9% | 5.91% | 5.9% | 2.95% | 0% | 0% | 0% | 0% | 0% | 0% | 0% | 0% | 0% | 0% | 0% | 0% | 0% | 0% | 0%
Transaction Costs | 20 |  | 2.917% | 5% | 5% | 5% | 5% | 5% | 5% | 5% | 5% | 5% | 5% | 5% | 5% | 5% | 5% | 5% | 5% | 5% | 5% | 5% | 2.083% | 0% | 0% | 0% | 0% | 0% | 0% | 0% | 0% | 0% | 0%
Total Hard Costs and Capitalized Interests (Land not included) | 140281.4616 |  | 7014.0731 | 13326.7388 | 11994.065 | 10801.6725 | 9721.5053 | 8739.5351 | 8276.6062 | 8290.6344 | 8276.6062 | 8290.6344 | 8276.6062 | 8290.6344 | 8276.6062 | 8290.6344 | 8276.6062 | 4138.3031 | 0 | 0 | 0 | 0 | 0 | 0 | 0 | 0 | 0 | 0 | 0 | 0 | 0 | 0 | 0
Transaction Costs | 0 |  | 0 | 0 | 0 | 0 | 0 | 0 | 0 | 0 | 0 | 0 | 0 | 0 | 0 | 0 | 0 | 0 | 0 | 0 | 0 | 0 | 0 | 0 | 0 | 0 | 0 | 0 | 0 | 0 | 0 | 0 | 0
Total Beginning Book Value | 140281.4616 |  | 7014.0731 | 13326.7388 | 11994.065 | 10801.6725 | 9721.5053 | 8739.5351 | 8276.6062 | 8290.6344 | 8276.6062 | 8290.6344 | 8276.6062 | 8290.6344 | 8276.6062 | 8290.6344 | 8276.6062 | 4138.3031 | 0 | 0 | 0 | 0 | 0 | 0 | 0 | 0 | 0 | 0 | 0 | 0 | 0 | 0 | 0
Ending Value of Assets | 140281.4616 |  | 133267.3885 | 119940.6496 | 107946.5847 | 97144.9121 | 87423.4068 | 78683.8718 | 70407.2656 | 62116.6312 | 53840.0249 | 45549.3906 | 37272.7843 | 28982.15 | 20705.5437 | 12414.9093 | 4138.3031 | 0 | 0 | 0 | 0 | 0 | 0 | 0 | 0 | 0 | 0 | 0 | 0 | 0 | 0 | 0 | 0
STATE TAX DEPRECIATION & AMORTIZATION
Years
Total Hard Costs, Capitalized Interests, and Contingency- MACRS | 15 |  | 5% | 9.5% | 8.55% | 7.7% | 6.93% | 6.23% | 5.9% | 5.91% | 5.9% | 5.91% | 5.9% | 5.91% | 5.9% | 5.91% | 5.9% | 2.95% | 0% | 0% | 0% | 0% | 0% | 0% | 0% | 0% | 0% | 0% | 0% | 0% | 0% | 0% | 0%
Transaction Costs | 20 |  | 2.917% | 5% | 5% | 5% | 5% | 5% | 5% | 5% | 5% | 5% | 5% | 5% | 5% | 5% | 5% | 5% | 5% | 5% | 5% | 5% | 2.083% | 0% | 0% | 0% | 0% | 0% | 0% | 0% | 0% | 0% | 0%
Total Hard Costs and Capitalized Interests (Land not included) | 140281.4616 |  | 7014.0731 | 13326.7388 | 11994.065 | 10801.6725 | 9721.5053 | 8739.5351 | 8276.6062 | 8290.6344 | 8276.6062 | 8290.6344 | 8276.6062 | 8290.6344 | 8276.6062 | 8290.6344 | 8276.6062 | 4138.3031 | 0 | 0 | 0 | 0 | 0 | 0 | 0 | 0 | 0 | 0 | 0 | 0 | 0 | 0 | 0
Transaction Costs | 0 |  | 0 | 0 | 0 | 0 | 0 | 0 | 0 | 0 | 0 | 0 | 0 | 0 | 0 | 0 | 0 | 0 | 0 | 0 | 0 | 0 | 0 | 0 | 0 | 0 | 0 | 0 | 0 | 0 | 0 | 0 | 0
Total Beginning Book Value | 140281.4616 |  | 7014.0731 | 13326.7388 | 11994.065 | 10801.6725 | 9721.5053 | 8739.5351 | 8276.6062 | 8290.6344 | 8276.6062 | 8290.6344 | 8276.6062 | 8290.6344 | 8276.6062 | 8290.6344 | 8276.6062 | 4138.3031 | 0 | 0 | 0 | 0 | 0 | 0 | 0 | 0 | 0 | 0 | 0 | 0 | 0 | 0 | 0
Ending Value of Assets | 140281.4616 |  | 133267.3885 | 119940.6496 | 107946.5847 | 97144.9121 | 87423.4068 | 78683.8718 | 70407.2656 | 62116.6312 | 53840.0249 | 45549.3906 | 37272.7843 | 28982.15 | 20705.5437 | 12414.9093 | 4138.3031 | 0 | 0 | 0 | 0 | 0 | 0 | 0 | 0 | 0 | 0 | 0 | 0 | 0 | 0 | 0 | 0
BOOK DEPRECIATION & AMORTIZATION
| Years | Residual
Total Hard Costs, Capitalized Interests, and Contingency- SL | 30 | 10% | 1.75% | 3% | 3% | 3% | 3% | 3% | 3% | 3% | 3% | 3% | 3% | 3% | 3% | 3% | 3% | 3% | 3% | 3% | 3% | 3% | 3% | 3% | 3% | 3% | 3% | 3% | 3% | 3% | 3% | 3% | 0%
Transaction Costs | 20 |  | 2.917% | 5% | 5% | 5% | 5% | 5% | 5% | 5% | 5% | 5% | 5% | 5% | 5% | 5% | 5% | 5% | 5% | 5% | 5% | 5% | 2.083% | 0% | 0% | 0% | 0% | 0% | 0% | 0% | 0% | 0% | 0%
Total Hard Costs, Capitalized Interests, and Contingency- SL | 140281.4616 |  | 2454.9256 | 4208.4438 | 4208.4438 | 4208.4438 | 4208.4438 | 4208.4438 | 4208.4438 | 4208.4438 | 4208.4438 | 4208.4438 | 4208.4438 | 4208.4438 | 4208.4438 | 4208.4438 | 4208.4438 | 4208.4438 | 4208.4438 | 4208.4438 | 4208.4438 | 4208.4438 | 4208.4438 | 4208.4438 | 4208.4438 | 4208.4438 | 4208.4438 | 4208.4438 | 4208.4438 | 4208.4438 | 4208.4438 | 4208.4438 | 0
Transaction Costs | 0 |  | 0 | 0 | 0 | 0 | 0 | 0 | 0 | 0 | 0 | 0 | 0 | 0 | 0 | 0 | 0 | 0 | 0 | 0 | 0 | 0 | 0 | 0 | 0 | 0 | 0 | 0 | 0 | 0 | 0 | 0 | 0
Total Beginning Book Value | 140281.4616 |  | 2454.9256 | 4208.4438 | 4208.4438 | 4208.4438 | 4208.4438 | 4208.4438 | 4208.4438 | 4208.4438 | 4208.4438 | 4208.4438 | 4208.4438 | 4208.4438 | 4208.4438 | 4208.4438 | 4208.4438 | 4208.4438 | 4208.4438 | 4208.4438 | 4208.4438 | 4208.4438 | 4208.4438 | 4208.4438 | 4208.4438 | 4208.4438 | 4208.4438 | 4208.4438 | 4208.4438 | 4208.4438 | 4208.4438 | 4208.4438 | 0
Ending Book Value of Assets | 140281.4616 |  | 137826.536 | 133618.0921 | 129409.6483 | 125201.2044 | 120992.7606 | 116784.3167 | 112575.8729 | 108367.4291 | 104158.9852 | 99950.5414 | 95742.0975 | 91533.6537 | 87325.2098 | 83116.766 | 78908.3221 | 74699.8783 | 70491.4344 | 66282.9906 | 62074.5467 | 57866.1029 | 53657.659 | 49449.2152 | 45240.7714 | 41032.3275 | 36823.8837 | 32615.4398 | 28406.996 | 24198.5521 | 19990.1083 | 15781.6644 | 15781.6644

## Taxes
PROJECT NAME: PLANO
TAXES
| 0.58333 | 1.5833 | 2.5833 | 3.5833 | 4.5833 | 5.5833 | 6.5833 | 7.5833 | 8.5833 | 9.5833 | 10.5833 | 11.5833 | 12.5833 | 13.5833 | 14.5833 | 15.5833 | 16.5833 | 17.5833 | 18.5833 | 19.5833 | 20.5833 | 21.5833 | 22.5833 | 23.5833 | 24.5833 | 25.5833
('000 $) | 2001 | 2002 | 2003 | 2004 | 2005 | 2006 | 2007 | 2008 | 2009 | 2010 | 2011 | 2012 | 2013 | 2014 | 2015 | 2016 | 2017 | 2018 | 2019 | 2020 | 2021 | 2022 | 2023 | 2024 | 2025 | 2026
| 2001-12-31 | 2002-12-31 | 2003-12-31 | 2004-12-31 | 2005-12-31 | 2006-12-31 | 2007-12-31 | 2008-12-31 | 2009-12-31 | 2010-12-31 | 2011-12-31 | 2012-12-31 | 2013-12-31 | 2014-12-31 | 2015-12-31 | 2016-12-31 | 2017-12-31 | 2018-12-31 | 2019-12-31 | 2020-12-31 | 2021-12-31 | 2022-12-31 | 2023-12-31 | 2024-12-31 | 2025-12-31 | 2026-12-31
STATE TAXES
State Franchise Taxes
Equity | 135519.3531 | 127180.2881 | 119354.9585 | 111987.5512 | 105033.3922 | 98453.5507 | 92042.012 | 85609.4671 | 79166.8825 | 72702.9745 | 69294.5382 | 65864.2319 | 62422.5767 | 58957.7414 | 52414.1822 | 47492.9024 | 44193.0914 | 40872.6647 | 37531.0634 | 34167.7139 | 30782.0266 | 27373.3963 | 23941.2012 | 20484.8027 | 17003.5449 | 13496.7541
State Franchise Tax Rate | 0.15% | 0.1% | 0.1% | 0.1% | 0.1% | 0.1% | 0.1% | 0.1% | 0.1% | 0.1% | 0.1% | 0.1% | 0.1% | 0.1% | 0.1% | 0.1% | 0.1% | 0.1% | 0.1% | 0.1% | 0.1% | 0.1% | 0.1% | 0.1% | 0.1% | 0.1%
State Franchise Tax Liability | 203.279 | 127.1803 | 119.355 | 111.9876 | 105.0334 | 98.4536 | 92.042 | 85.6095 | 79.1669 | 72.703 | 69.2945 | 65.8642 | 62.4226 | 58.9577 | 52.4142 | 47.4929 | 44.1931 | 40.8727 | 37.5311 | 34.1677 | 30.782 | 27.3734 | 23.9412 | 20.4848 | 17.0035 | 13.4968
State Income Taxes
Pretax Book Income | 6590.6822 | 11266.8386 | 11236.8177 | 11205.1438 | 11171.8241 | 11137.0611 | 11100.828 | 11063.271 | 11024.2608 | 10983.7552 | 10999.7865 | 11075.3615 | 11148.6733 | 11219.5434 | 10984.3142 | 10683.2599 | 10623.0085 | 10560.1554 | 10494.5851 | 10426.1768 | 10354.8038 | 10280.3337 | 10202.6279 | 10121.5414 | 10036.922 | 9551.1786
Plus Book Depreciation & Amortization | 2454.9256 | 4208.4438 | 4208.4438 | 4208.4438 | 4208.4438 | 4208.4438 | 4208.4438 | 4208.4438 | 4208.4438 | 4208.4438 | 4208.4438 | 4208.4438 | 4208.4438 | 4208.4438 | 4208.4438 | 4208.4438 | 4208.4438 | 4208.4438 | 4208.4438 | 4208.4438 | 4208.4438 | 4208.4438 | 4208.4438 | 4208.4438 | 4208.4438 | 4208.4438
Less State Tax Depreciation | -7014.0731 | -13326.7388 | -11994.065 | -10801.6725 | -9721.5053 | -8739.5351 | -8276.6062 | -8290.6344 | -8276.6062 | -8290.6344 | -8276.6062 | -8290.6344 | -8276.6062 | -8290.6344 | -8276.6062 | -4138.3031 | 0 | 0 | 0 | 0 | 0 | 0 | 0 | 0 | 0 | 0
State Taxable Income | 2031.5347 | 2148.5436 | 3451.1966 | 4611.9151 | 5658.7627 | 6605.9699 | 7032.6656 | 6981.0805 | 6956.0984 | 6901.5647 | 6931.6241 | 6993.171 | 7080.5109 | 7137.3529 | 6916.1518 | 10753.4006 | 14831.4524 | 14768.5993 | 14703.029 | 14634.6206 | 14563.2476 | 14488.7775 | 14411.0718 | 14329.9852 | 14245.3659 | 13759.6225
State Taxable Income | 2031.5347 | 2148.5436 | 3451.1966 | 4611.9151 | 5658.7627 | 6605.9699 | 7032.6656 | 6981.0805 | 6956.0984 | 6901.5647 | 6931.6241 | 6993.171 | 7080.5109 | 7137.3529 | 6916.1518 | 10753.4006 | 14831.4524 | 14768.5993 | 14703.029 | 14634.6206 | 14563.2476 | 14488.7775 | 14411.0718 | 14329.9852 | 14245.3659 | 13759.6225
State Income Tax Rate | 7.18% | 7.18% | 7.18% | 7.18% | 7.18% | 7.18% | 7.18% | 7.18% | 7.18% | 7.18% | 7.18% | 7.18% | 7.18% | 7.18% | 7.18% | 7.18% | 7.18% | 7.18% | 7.18% | 7.18% | 7.18% | 7.18% | 7.18% | 7.18% | 7.18% | 7.18%
Current State Income Tax Expense (Benefit) | 145.8642 | 154.2654 | 247.7959 | 331.1355 | 406.2992 | 474.3086 | 504.9454 | 501.2416 | 499.4479 | 495.5323 | 497.6906 | 502.1097 | 508.3807 | 512.4619 | 496.5797 | 772.0942 | 1064.8983 | 1060.3854 | 1055.6775 | 1050.7658 | 1045.6412 | 1040.2942 | 1034.715 | 1028.8929 | 1022.8173 | 987.9409
Beginning NOL's | 0 | 0 | 0 | 0 | 0 | 0 | 0 | 0 | 0 | 0 | 0 | 0 | 0 | 0 | 0 | 0 | 0 | 0 | 0 | 0 | 0 | 0 | 0 | 0 | 0 | 0
New NOL's | 0 | 0 | 0 | 0 | 0 | 0 | 0 | 0 | 0 | 0 | 0 | 0 | 0 | 0 | 0 | 0 | 0 | 0 | 0 | 0 | 0 | 0 | 0 | 0 | 0 | 0
Expired NOL's | 0 | 0 | 0 | 0 | 0 | 0 | 0 | 0 | 0 | 0 | 0 | 0 | 0 | 0 | 0 | 0 | 0 | 0 | 0 | 0 | 0 | 0 | 0 | 0 | 0 | 0
NOL Utilization | 0 | 0 | 0 | 0 | 0 | 0 | 0 | 0 | 0 | 0 | 0 | 0 | 0 | 0 | 0 | 0 | 0 | 0 | 0 | 0 | 0 | 0 | 0 | 0 | 0 | 0
Ending NOL's | 0 | 0 | 0 | 0 | 0 | 0 | 0 | 0 | 0 | 0 | 0 | 0 | 0 | 0 | 0 | 0 | 0 | 0 | 0 | 0 | 0 | 0 | 0 | 0 | 0 | 0
TOTAL STATE TAXES | 145.8642 | 154.2654 | 247.7959 | 331.1355 | 406.2992 | 474.3086 | 504.9454 | 501.2416 | 499.4479 | 495.5323 | 497.6906 | 502.1097 | 508.3807 | 512.4619 | 496.5797 | 772.0942 | 1064.8983 | 1060.3854 | 1055.6775 | 1050.7658 | 1045.6412 | 1040.2942 | 1034.715 | 1028.8929 | 1022.8173 | 987.9409
Plus: Supplemental Tax | 0 | 0 | 0 | 0 | 0 | 0 | 0 | 0 | 0 | 0 | 0 | 0 | 0 | 0 | 0 | 0 | 0 | 0 | 0 | 0 | 0 | 0 | 0 | 0 | 0 | 0
Total State Taxes Utilizing NOLs | 145.8642 | 154.2654 | 247.7959 | 331.1355 | 406.2992 | 474.3086 | 504.9454 | 501.2416 | 499.4479 | 495.5323 | 497.6906 | 502.1097 | 508.3807 | 512.4619 | 496.5797 | 772.0942 | 1064.8983 | 1060.3854 | 1055.6775 | 1050.7658 | 1045.6412 | 1040.2942 | 1034.715 | 1028.8929 | 1022.8173 | 987.9409
FEDERAL TAXES
Pretax Book Income | 6590.6822 | 11266.8386 | 11236.8177 | 11205.1438 | 11171.8241 | 11137.0611 | 11100.828 | 11063.271 | 11024.2608 | 10983.7552 | 10999.7865 | 11075.3615 | 11148.6733 | 11219.5434 | 10984.3142 | 10683.2599 | 10623.0085 | 10560.1554 | 10494.5851 | 10426.1768 | 10354.8038 | 10280.3337 | 10202.6279 | 10121.5414 | 10036.922 | 9551.1786
Plus Book Depreciation & Amortization | 2454.9256 | 4208.4438 | 4208.4438 | 4208.4438 | 4208.4438 | 4208.4438 | 4208.4438 | 4208.4438 | 4208.4438 | 4208.4438 | 4208.4438 | 4208.4438 | 4208.4438 | 4208.4438 | 4208.4438 | 4208.4438 | 4208.4438 | 4208.4438 | 4208.4438 | 4208.4438 | 4208.4438 | 4208.4438 | 4208.4438 | 4208.4438 | 4208.4438 | 4208.4438
Less: Federal Tax Depreciation | -7014.0731 | -13326.7388 | -11994.065 | -10801.6725 | -9721.5053 | -8739.5351 | -8276.6062 | -8290.6344 | -8276.6062 | -8290.6344 | -8276.6062 | -8290.6344 | -8276.6062 | -8290.6344 | -8276.6062 | -4138.3031 | 0 | 0 | 0 | 0 | 0 | 0 | 0 | 0 | 0 | 0
Less: State Taxes | -145.8642 | -154.2654 | -247.7959 | -331.1355 | -406.2992 | -474.3086 | -504.9454 | -501.2416 | -499.4479 | -495.5323 | -497.6906 | -502.1097 | -508.3807 | -512.4619 | -496.5797 | -772.0942 | -1064.8983 | -1060.3854 | -1055.6775 | -1050.7658 | -1045.6412 | -1040.2942 | -1034.715 | -1028.8929 | -1022.8173 | -987.9409
Taxable Income | 1885.6705 | 1994.2781 | 3203.4007 | 4280.7796 | 5252.4635 | 6131.6612 | 6527.7202 | 6479.8389 | 6456.6505 | 6406.0324 | 6433.9335 | 6491.0613 | 6572.1303 | 6624.891 | 6419.5721 | 9981.3065 | 13766.5541 | 13708.2138 | 13647.3515 | 13583.8548 | 13517.6064 | 13448.4833 | 13376.3568 | 13301.0923 | 13222.5486 | 12771.6816
Federal Tax Rate | 35% | 35% | 35% | 35% | 35% | 35% | 35% | 35% | 35% | 35% | 35% | 35% | 35% | 35% | 35% | 35% | 35% | 35% | 35% | 35% | 35% | 35% | 35% | 35% | 35% | 35%
Federal Tax Expense/ (Benefit) | 659.9847 | 697.9974 | 1121.1902 | 1498.2729 | 1838.3622 | 2146.0814 | 2284.7021 | 2267.9436 | 2259.8277 | 2242.1113 | 2251.8767 | 2271.8715 | 2300.2456 | 2318.7118 | 2246.8502 | 3493.4573 | 4818.2939 | 4797.8748 | 4776.573 | 4754.3492 | 4731.1622 | 4706.9692 | 4681.7249 | 4655.3823 | 4627.892 | 4470.0886
NOL Carryforward | 0 | 0 | 0 | 0 | 0 | 0 | 0 | 0 | 0 | 0 | 0 | 0 | 0 | 0 | 0 | 0 | 0 | 0 | 0 | 0 | 0 | 0 | 0 | 0 | 0 | 0
NOL Utilization | 0 | 0 | 0 | 0 | 0 | 0 | 0 | 0 | 0 | 0 | 0 | 0 | 0 | 0 | 0 | 0 | 0 | 0 | 0 | 0 | 0 | 0 | 0 | 0 | 0 | 0
Total Federal Cash Taxes Payable/(Benefit) | 659.9847 | 697.9974 | 1121.1902 | 1498.2729 | 1838.3622 | 2146.0814 | 2284.7021 | 2267.9436 | 2259.8277 | 2242.1113 | 2251.8767 | 2271.8715 | 2300.2456 | 2318.7118 | 2246.8502 | 3493.4573 | 4818.2939 | 4797.8748 | 4776.573 | 4754.3492 | 4731.1622 | 4706.9692 | 4681.7249 | 4655.3823 | 4627.892 | 4470.0886
Deferred Tax Liability
Total Cash Taxes | 805.8489 | 852.2628 | 1368.9862 | 1829.4084 | 2244.6614 | 2620.3901 | 2789.6475 | 2769.1852 | 2759.2756 | 2737.6437 | 2749.5673 | 2773.9811 | 2808.6263 | 2831.1738 | 2743.4299 | 4265.5514 | 5883.1922 | 5858.2603 | 5832.2505 | 5805.115 | 5776.8034 | 5747.2634 | 5716.4398 | 5684.2752 | 5650.7093 | 5458.0294 | 0
Total Book Taxes | 2614.3259 | 4469.2169 | 4457.3085 | 4444.7444 | 4431.5275 | 4417.738 | 4403.3654 | 4388.4677 | 4372.9935 | 4356.9262 | 4363.2853 | 4393.2636 | 4422.3443 | 4450.4563 | 4357.1479 | 4237.7287 | 4213.8288 | 4188.8969 | 4162.8871 | 4135.7515 | 4107.44 | 4077.9 | 4047.0764 | 4014.9118 | 3981.3459 | 3788.666 | 0
Total Deferred Tax Liability | 1808.477 | 3616.9541 | 3088.3223 | 2615.336 | 2186.8661 | 1797.3479 | 1613.718 | 1619.2825 | 1613.718 | 1619.2825 | 1613.718 | 1619.2825 | 1613.718 | 1619.2825 | 1613.718 | -27.8227 | -1669.3634 | -1669.3634 | -1669.3634 | -1669.3634 | -1669.3634 | -1669.3634 | -1669.3634 | -1669.3634 | -1669.3634 | -1669.3634 | 0
Cumulative DTL | 1808.477 | 5425.4311 | 8513.7534 | 11129.0895 | 13315.9556 | 15113.3035 | 16727.0215 | 18346.304 | 19960.022 | 21579.3045 | 23193.0225 | 24812.305 | 26426.0229 | 28045.3055 | 29659.0234 | 29631.2007 | 27961.8373 | 26292.4739 | 24623.1105 | 22953.747 | 21284.3836 | 19615.0202 | 17945.6568 | 16276.2934 | 14606.9299 | 12937.5665 | 12937.5665

## Carry
PROJECT NAME: PLANO
Turbine Cost of Carry Calculations
Turbine Cost of Carry
Cost of Capital for WLB |  | 5.5% | 0.625% | 6.125% | 0.01677%
|  |  |  | Annual | Daily
|  |  | Turbines to be delivered | 2000-09-01
Date | % | $ per all turbines |  | FV At Delivery
2000-03-01 | 83.48% | 93651 |  | 96585.449
2000-04-01 | 2.753% | 3088.6052 |  | 3168.8683
2000-05-01 | 2.753% | 3088.6052 |  | 3152.9677
2000-06-01 | 2.753% | 3088.6052 |  | 3136.6209
2000-07-01 | 2.753% | 3088.6052 |  | 3120.8822
2000-08-01 | 2.753% | 3088.6052 |  | 3104.7017
2000-09-01 | 2.753% | 3088.6052 |  | 3088.6052
| 100% | 112182.631 |  | 115358.095

## Draw
PROJECT NAME: PLANO
Draw Schedule
Construction Month
Month |  |  |  | 2000-03-01 | 2000-04-01 | 2000-05-01 | 2000-06-01 | 2000-07-01 | 2000-08-01 | 2000-09-01 | 2000-10-01 | 2000-11-01 | 2000-12-01 | 2001-01-01 | 2001-02-01 | 2001-03-01 | 2001-04-01 | 2001-05-01 | 2001-06-01 | 2001-07-01 | 2001-08-01 | 2001-09-01 | 2001-10-01 | 2001-11-01 | 2001-12-01 | 2002-01-01
Construction Draw Schedule | Percentage Draw of EPC by Month |  |  | 0% | 0% | 0% | 0% | 0% | 30% | 10% | 10% | 10% | 10% | 5% | 5% | 5% | 5% | 5% | 5%
|  |  |  | 0% | 0% | 0% | 0% | 0% | 30% | 40% | 50% | 60% | 70% | 75% | 80% | 85% | 90% | 95% | 100% | 100% | 100% | 100% | 100% | 100% | 100% | 100%
Spending |  |  | Total
Turbine Costs (including carry) |  | 112182.631 | 112182.631 | 0 | 0 | 0 | 0 | 0 | 0 | 112182.631 | 0 | 0 | 0 | 0 | 0 | 0 | 0 | 0 | 0 | 0 | 0 | 0 | 0 | 0 | 0 | 0
Construction Costs |  | 23827.6948 | 23827.6948 | 0 | 0 | 0 | 0 | 0 | 7148.3085 | 2382.7695 | 2382.7695 | 2382.7695 | 2382.7695 | 1191.3847 | 1191.3847 | 1191.3847 | 1191.3847 | 1191.3847 | 1191.3847 | 0 | 0 | 0 | 0 | 0 | 0 | 0
Legal & Debt Reserve |  | 0 | 0 | 0 | 0 | 0 | 0 | 0 | 0 | 0 | 0 | 0 | 0 | 0 | 0 | 0 | 0 | 0 | 0 | 0 | 0 | 0 | 0 | 0 | 0 | 0
Financing |  | 0 | 0 | 0 | 0 | 0 | 0 | 0 | 0 | 0 | 0 | 0 | 0 | 0 | 0 | 0 | 0 | 0 | 0 | 0 | 0 | 0 | 0 | 0 | 0 | 0
Contingency |  | 1968.8197 | 1968.8197 | 0 | 0 | 0 | 0 | 0 | 590.6459 | 196.882 | 196.882 | 196.882 | 196.882 | 98.441 | 98.441 | 98.441 | 98.441 | 98.441 | 98.441 | 0 | 0 | 0 | 0 | 0 | 0 | 0
Soft Costs |  | 2302.316 | 2302.316 | 0 | 0 | 0 | 0 | 0 | 0 | 0 | 0 | 0 | 0 | 0 | 0 | 0 | 0 | 0 | 2302.316
IDC |  | 0 | 0 | 0 | 0 | 0 | 0 | 0 | 0 | 0 | 0 | 0 | 0 | 0 | 0 | 0 | 0 | 0 | 0 | 0 | 0 | 0 | 0 | 0 | 0 | 0
Total Spending |  | 140281.4616 | 140281.4616 | 0 | 0 | 0 | 0 | 0 | 7738.9544 | 114762.2825 | 2579.6515 | 2579.6515 | 2579.6515 | 1289.8257 | 1289.8257 | 1289.8257 | 1289.8257 | 1289.8257 | 3592.1417 | 0 | 0 | 0 | 0 | 0 | 0 | 0
Financing Sources |  |  |  | 2000-03-01: Debt Pct.; 2000-04-01: Pct. Of Total
Debt Tranche 1 |  |  | 0 | 2000-03-01: #DIV/0!; 2000-04-01: 0%
Debt Tranche 2 |  |  | 0 | 2000-03-01: #DIV/0!; 2000-04-01: 0%
Equity |  |  | 140281.4616 | 2000-03-01: 0%; 2000-04-01: 100%
Total |  |  | 140281.4616 | 2000-03-01: #DIV/0!; 2000-04-01: 100%
|  |  |  | 2000-03-01 | 2000-04-01 | 2000-05-01 | 2000-06-01 | 2000-07-01 | 2000-08-01 | 2000-09-01 | 2000-10-01 | 2000-11-01 | 2000-12-01 | 2001-01-01 | 2001-02-01 | 2001-03-01 | 2001-04-01 | 2001-05-01 | 2001-06-01 | 2001-07-01 | 2001-08-01 | 2001-09-01 | 2001-10-01 | 2001-11-01 | 2001-12-01 | 2002-01-01
Equity
Beginning Balance |  |  |  | 0 | 0 | 0 | 0 | 0 | 0 | 7738.9544 | 122501.2368 | 125080.8883 | 127660.5397 | 130240.1912 | 131530.0169 | 132819.8427 | 134109.6684 | 135399.4941 | 136689.3198 | 140281.4616 | 140281.4616 | 140281.4616 | 140281.4616 | 140281.4616 | 140281.4616 | 140281.4616
Available Funds |  |  |  | 140281.4616 | 140281.4616 | 140281.4616 | 140281.4616 | 140281.4616 | 140281.4616 | 132542.5072 | 17780.2247 | 15200.5733 | 12620.9218 | 10041.2704 | 8751.4446 | 7461.6189 | 6171.7932 | 4881.9674 | 3592.1417 | 0 | 0 | 0 | 0 | 0 | 0 | 0
Additions |  |  |  | 0 | 0 | 0 | 0 | 0 | 7738.9544 | 114762.2825 | 2579.6515 | 2579.6515 | 2579.6515 | 1289.8257 | 1289.8257 | 1289.8257 | 1289.8257 | 1289.8257 | 3592.1417 | 0 | 0 | 0 | 0 | 0 | 0 | 0
Ending Balance |  |  |  | 0 | 0 | 0 | 0 | 0 | 7738.9544 | 122501.2368 | 125080.8883 | 127660.5397 | 130240.1912 | 131530.0169 | 132819.8427 | 134109.6684 | 135399.4941 | 136689.3198 | 140281.4616 | 140281.4616 | 140281.4616 | 140281.4616 | 140281.4616 | 140281.4616 | 140281.4616 | 140281.4616
Debt Tranche 1
Beginning Balance |  |  |  | 0 | 0 | 0 | 0 | 0 | 0 | 0 | 0 | 0 | 0 | 0 | 0 | 0 | 0 | 0 | 0 | 0 | 0 | 0 | 0 | 0 | 0 | 0
Available Funds |  |  |  | 0 | 0 | 0 | 0 | 0 | 0 | 0 | 0 | 0 | 0 | 0 | 0 | 0 | 0 | 0 | 0 | 0 | 0 | 0 | 0 | 0 | 0 | 0
Additions |  |  |  | 0 | 0 | 0 | 0 | 0 | 0 | 0 | 0 | 0 | 0 | 0 | 0 | 0 | 0 | 0 | 0 | 0 | 0 | 0 | 0 | 0 | 0 | 0
Ending Balance |  |  |  | 0 | 0 | 0 | 0 | 0 | 0 | 0 | 0 | 0 | 0 | 0 | 0 | 0 | 0 | 0 | 0 | 0 | 0 | 0 | 0 | 0 | 0 | 0
Ending AvailableFunds |  |  |  | 0 | 0 | 0 | 0 | 0 | 0 | 0 | 0 | 0 | 0 | 0 | 0 | 0 | 0 | 0 | 0 | 0 | 0 | 0 | 0 | 0 | 0 | 0
Accrued Interest | 0.625% |  |  | 0 | 0 | 0 | 0 | 0 | 0 | 0 | 0 | 0 | 0 | 0 | 0 | 0 | 0 | 0 | 0 | 0 | 0 | 0 | 0 | 0 | 0 | 0
Debt Tranche 2
Beginning Balance |  |  |  | 0 | 0 | 0 | 0 | 0 | 0 | 0 | 0 | 0 | 0 | 0 | 0 | 0 | 0 | 0 | 0 | 0 | 0 | 0 | 0 | 0 | 0 | 0
Available Funds |  |  |  | 0 | 0 | 0 | 0 | 0 | 0 | 0 | 0 | 0 | 0 | 0 | 0 | 0 | 0 | 0 | 0 | 0 | 0 | 0 | 0 | 0 | 0 | 0
Additions |  |  |  | 0 | 0 | 0 | 0 | 0 | 0 | 0 | 0 | 0 | 0 | 0 | 0 | 0 | 0 | 0 | 0 | 0 | 0 | 0 | 0 | 0 | 0 | 0
Ending Balance |  |  |  | 0 | 0 | 0 | 0 | 0 | 0 | 0 | 0 | 0 | 0 | 0 | 0 | 0 | 0 | 0 | 0 | 0 | 0 | 0 | 0 | 0 | 0 | 0
Ending AvailableFunds |  |  |  | 0 | 0 | 0 | 0 | 0 | 0 | 0 | 0 | 0 | 0 | 0 | 0 | 0 | 0 | 0 | 0 | 0 | 0 | 0 | 0 | 0 | 0 | 0
Accrued Interest | 0.625% |  |  | 0 | 0 | 0 | 0 | 0 | 0 | 0 | 0 | 0 | 0 | 0 | 0 | 0 | 0 | 0 | 0 | 0 | 0 | 0 | 0 | 0 | 0 | 0
Total Accrued Interest |  |  |  | 0 | 0 | 0 | 0 | 0 | 0 | 0 | 0 | 0 | 0 | 0 | 0 | 0 | 0 | 0 | 0 | 0 | 0 | 0 | 0 | 0 | 0 | 0

## MaintPV
PROJECT NAME: PLANO
Charge per Start Calculation
PV of Pmts | 7079.7305
Pmt Per Year | 687.1532
| 2001-12-31 | 2002-12-31 | 2003-12-31 | 2004-12-31 | 2005-12-31 | 2006-12-31 | 2007-12-31 | 2008-12-31 | 2009-12-31 | 2010-12-31 | 2011-12-31 | 2012-12-31 | 2013-12-31 | 2014-12-31 | 2015-12-31 | 2016-12-31 | 2017-12-31
Beg Balance | 0 | 687.1532 | 1422.407 | 2207.5963 | 3044.9496 | 3936.7703 | 4885.2085 | 5892.703 | 6961.774 | 8095.1086 | 9295.4901 | 10565.9766 | 11909.7492 | 13330.5774 | 14832.5108 | 4156.0496 | 5342.8249
Interest | 0 | 27.4861 | 56.8963 | 88.3039 | 121.798 | 157.4708 | 195.4083 | 235.7081 | 278.471 | 323.8043 | 371.8196 | 422.6391 | 476.39 | 533.2231 | 593.3004 | 166.242 | 213.713
Charge | 687.1532 | 707.7678 | 728.293 | 749.0494 | 770.0228 | 790.9674 | 812.0862 | 833.3629 | 854.8636 | 876.5772 | 898.6669 | 921.1336 | 944.4382 | 968.7103 | 993.9937 | 1020.5333 | 1048.1897
Usage | 0 | 0 | 0 | 0 | 0 | 0 | 0 | 0 | 0 | 0 | 0 | 0 | 0 | 0 | 12263.7553 | 0 | 0
EB | 687.1532 | 1422.407 | 2207.5963 | 3044.9496 | 3936.7703 | 4885.2085 | 5892.703 | 6961.774 | 8095.1086 | 9295.4901 | 10565.9766 | 11909.7492 | 13330.5774 | 14832.5108 | 4156.0496 | 5342.8249 | 6604.7276
Charge/Start | 5.7263 | 5.8981 | 6.0691 | 6.2421 | 6.4169 | 6.5914 | 6.7674 | 6.9447 | 7.1239 | 7.3048 | 7.4889 | 7.6761 | 7.8703 | 8.0726 | 8.2833 | 8.5044 | 8.7349
PV of Pmts | 2001-12-31: 7079.7305
Pmt Per Year | 2001-12-31: 543.3752
| 2001-12-31 | 2002-12-31 | 2003-12-31 | 2004-12-31 | 2005-12-31 | 2006-12-31 | 2007-12-31 | 2008-12-31 | 2009-12-31 | 2010-12-31 | 2011-12-31 | 2012-12-31 | 2013-12-31 | 2014-12-31 | 2015-12-31 | 2016-12-31 | 2017-12-31
Beg Balance | 0 | 543.3752 | 1124.7866 | 1745.6851 | 2407.8328 | 3113.0515 | 3863.0411 | 4659.7303 | 5505.1119 | 6401.3107 | 7350.5277 | 8355.1812 | 9417.7866 | 10541.3247 | 11728.9978 | 12984.1709 | 14310.5375
Interest | 0 | 21.735 | 44.9915 | 69.8274 | 96.3133 | 124.5221 | 154.5216 | 186.3892 | 220.2045 | 256.0524 | 294.0211 | 334.2072 | 376.7115 | 421.653 | 469.1599 | 519.3668 | 572.4215
Charge | 543.3752 | 559.6764 | 575.907 | 592.3204 | 608.9053 | 625.4676 | 642.1676 | 658.9923 | 675.9943 | 693.1646 | 710.6324 | 728.3982 | 746.8266 | 766.0201 | 786.0132 | 806.9998 | 828.8694
Usage | 0 | 0 | 0 | 0 | 0 | 0 | 0 | 0 | 0 | 0 | 0 | 0 | 0 | 0
EB | 543.3752 | 1124.7866 | 1745.6851 | 2407.8328 | 3113.0515 | 3863.0411 | 4659.7303 | 5505.1119 | 6401.3107 | 7350.5277 | 8355.1812 | 9417.7866 | 10541.3247 | 11728.9978 | 12984.1709 | 14310.5375 | 15711.8284
Charge/Start | 4.5281 | 4.664 | 4.7992 | 4.936 | 5.0742 | 5.2122 | 5.3514 | 5.4916 | 5.6333 | 5.7764 | 5.9219 | 6.07 | 6.2236 | 6.3835 | 6.5501 | 6.725 | 6.9072

## Maint
PROJECT NAME: PLANO
Maintenance Expense
| 0 | 1 | 2 | 3 | 4 | 5 | 6 | 7 | 8 | 9 | 10 | 11 | 12 | 13 | 14 | 15 | 16 | 17 | 17 | 17 | 17 | 17 | 17 | 17 | 17 | 17 | 17
|  | 2001 | 2002 | 2003 | 2004 | 2005 | 2006 | 2007 | 2008 | 2009 | 2010 | 2011 | 2012 | 2013 | 2014 | 2015 | 2016 | 2017 | 2018 | 2019 | 2020 | 2021 | 2022 | 2023 | 2024 | 2025 | 2026
Number of Starts to Maintenance Draw
Number of Starts per Year |  | 180 | 180 | 180 | 180 | 180 | 180 | 180 | 180 | 180 | 180 | 180 | 180 | 180 | 180 | 180 | 180 | 180 | 180 | 180 | 180 | 180 | 180 | 180 | 180 | 180 | 180
Total Cumulative Starts |  | 180 | 360 | 540 | 720 | 900 | 1080 | 1260 | 1440 | 1620 | 1800 | 1980 | 2160 | 2340 | 2520 | 2700 | 2880 | 3060 | 3240 | 3420 | 3600 | 3780 | 3960 | 4140 | 4320 | 4500 | 4680
Accrual Liability
Annual Overhaul Accrual Expense |  | 498.7059 | 513.6671 | 528.5634 | 543.6275 | 558.849 | 574.0497 | 589.3769 | 604.8185 | 620.4228 | 636.1816 | 652.2134 | 668.5187 | 685.4322 | 703.0478 | 721.3974 | 740.6587 | 760.7305 | 781.3463 | 802.5208 | 824.2691 | 846.6068 | 869.5499 | 893.1147 | 917.3181 | 942.1774 | 967.7104
Estimated Cost Schedule for 120 Starts (Inflated) |  | 0 | 0 | 0 | 0 | 0 | 0 | 0 | 0 | 0 | 0 | 0 | 0 | 0 | 0 | 12263.7553 | 0 | 0 | 0 | 0 | 0 | 0 | 0 | 0 | 0 | 0 | 0
Cumulative Overhaul Accrual Expense Liability |  | 498.7059 | 1012.3729 | 1540.9363 | 2084.5638 | 2643.4128 | 3217.4626 | 3806.8394 | 4411.6579 | 5032.0808 | 5668.2624 | 6320.4757 | 6988.9944 | 7674.4266 | 8377.4744 | -3164.8835 | -2424.2248 | -1663.4943 | -882.148 | -79.6271 | 744.642 | 1591.2488 | 2460.7987 | 3353.9133 | 4271.2314 | 5213.4088 | 6181.1192
Cash Reserve Case
Amount Reserved During Period |  | 0 | 0 | 0 | 0 | 0 | 0 | 0 | 0 | 0 | 0 | 3065.9388 | 3065.9388 | 3065.9388 | 3065.9388 | 0 | 0 | 0 | 0 | 0 | 0 | 0 | 0 | 0 | 0 | 0 | 0
Actual Overahaul Disbursement |  | 0 | 0 | 0 | 0 | 0 | 0 | 0 | 0 | 0 | 0 | 0 | 0 | 0 | 0 | 12263.7553 | 0 | 0 | 0 | 0 | 0 | 0 | 0 | 0 | 0 | 0 | 0
Cumulative Reserve |  | 0 | 0 | 0 | 0 | 0 | 0 | 0 | 0 | 0 | 0 | 3065.9388 | 6131.8777 | 9197.8165 | 12263.7553 | 0 | 0 | 0 | 0 | 0 | 0 | 0 | 0 | 0 | 0 | 0 | 0
Estimated Cost Schedule for 180 Starts |  | 0 | 0 | 0 | 0 | 0 | 0 | 0 | 0 | 0 | 0 | 0 | 0 | 0 | 0 | 8478 | 0 | 0
Years of Reserve |  | 2001: 4
Target Reserve |  | 0 | 0 | 0 | 0 | 0 | 0 | 0 | 0 | 0 | 0 | 3065.9388 | 6131.8777 | 9197.8165 | 12263.7553 | 0 | 0 | 0
|  |  | 1 | 2 | 3 | 4 | 5 | 6 | 7 | 8
|  | 0 | 0 | 0 | 0 | 0 | 0 | 0 | 0 | 0
|  | 0 | 0 | 0 | 0 | 0 | 0 | 0 | 0 | 0
|  | 0 | 0 | 0 | 0 | 0 | 0 | 0 | 0 | 0
|  | 0 | 0 | 0 | 0 | 0 | 0 | 0 | 0 | 0
|  | 0 | 0 | 0 | 0 | 0 | 0 | 0 | 0 | 0
|  | 0 | 0 | 0 | 0 | 0 | 0 | 0 | 0 | 0
|  | 0 | 0 | 0 | 0 | 0 | 0 | 0 | 0 | 1532.9694
|  | 0 | 0 | 0 | 0 | 0 | 0 | 0 | 1751.965 | 3065.9388
|  | 0 | 0 | 0 | 0 | 0 | 0 | 2043.9592 | 3503.9301 | 4598.9082
|  | 0 | 0 | 0 | 0 | 0 | 2452.7511 | 4087.9184 | 5255.8951 | 6131.8777
|  | 0 | 0 | 0 | 0 | 3065.9388 | 4905.5021 | 6131.8777 | 7007.8602 | 7664.8471
|  | 0 | 0 | 0 | 4087.9184 | 6131.8777 | 7358.2532 | 8175.8369 | 8759.8252 | 9197.8165
|  | 0 | 0 | 6131.8777 | 8175.8369 | 9197.8165 | 9811.0042 | 10219.7961 | 10511.7903 | 10730.7859
|  | 0 | 12263.7553 | 12263.7553 | 12263.7553 | 12263.7553 | 12263.7553 | 12263.7553 | 12263.7553 | 12263.7553
|  | 12263.7553 | 0 | 0 | 0 | 0 | 0 | 0 | 0 | 0
|  | 0 | 0 | 0 | 0 | 0 | 0 | 0 | 0 | 0
|  | 0 | 0 | 0 | 0 | 0 | 0 | 0 | 0 | 0
|  |  | 12263.7553 | 12263.7553 | 12263.7553 | 12263.7553 | 12263.7553 | 12263.7553 | 12263.7553 | 12263.7553

## Log
PROJECT NAME: PLANO
REFERENCE SHEET
No. | Information | Source | Date
| EPC & O&M Info received and entered. Steve Rose provided EPC info and | MEV | 2000-04-01
Scot Chambers provided O&M info.

## CapCost
PLANO, ILLINOIS
6 x LM6000PC Sprint Enhanced CTGs
PRELIMINARY INFORMATION
Project Management | 1889770
Indirect Costs | 2419813
Engineering | 628728
6 x LM6000PC Sprint Enhanced CTGs | 93651000
Engineered Equipment | 15329006
Bulk Materials | 3202625
Procurement Subtotal | 112182631
Construction | 10000000
Startup | 1460086
Warranty | 100000
Subtotal Cost | 128681028
Fixed G&A @ 2.00% | 2573620.56
Total Cost | 131254648.56
Contingency @ 1.50% | 1968819.7284
Margin @ 3.00% | 3937639.4568
TOTAL PROJECT EPC | 137161107.7452
TOTAL PROJECT COST PER UNIT | 22860184.6242
MARGIN on NON-CTG SCOPE | 10.47%
Approximate Net Plant Output | 277 | MW
TOTAL PROJECT COST PER kW | 495.1665 | /kW

## Scope
Plano, Illinois 6 x LM6000 Power Project, Rev 0
Project Scope Description
Scope of Work: | Full Operations and Maintenance services during the Operating Period
for one gas-fired LM6000 simple cycle peaking facility
Location: | Plano, Illinois
Ownership: | 50% People's/50% Enron; To be operated by Enron
Capacity: | 280.2 | MW
Equipment: | (6) GE LM6000 PC SPRINT Gas Turbine packages with standard combustor (non-DLE)
SPRINT water injection assumed at a rate of 7.5 gpm
Water injection for NOX control assumed at a rate of 44 gpm
Water source:
Ground water for supply to reverse osmosis/demin process
Ground water for cooling tower makeup
Demin system: Installed Reverse Osmosis and mixed bed equipment
(1) induced draft Cooling Tower with circ. water pumps
Chillers with condenser and chilled water pumps
Distributed Control System provided at site
No Remote monitoring or control
No Selective Catalytic Reduction units
Continuous Emissions Monitoring units
Gas compressors
No gas or electric distribution
Facilities: | Administrative Office space
Central control room and small lab area
Maintenance shop with bay
Warehouse
Sanitary facilities, to include lockers & showers
Fuel: | Primary: Pipeline Quality Natural Gas
Backup: None
Operations Mode: | Peaking duty, 1,800 fired hours per year
annual availability requirement
scheduled outage periods in Mar-Apr; Oct-Nov
PPA: | TBD
Average of 3 and 20 year terms modeled
Schedule: | Notice To Proceed: |  | 2000-08-01
| Commercial Operations Date: |  | 2001-06-01
Commercial Office: | Costs not included
Other Facilities: | Barge dock on river for fuel deliveries.
Owners Engineer: | Costs not included

## Summary
Plano, Illinois 6 x LM6000 Power Project, Rev 0
Summary - Operations & Maintenance Cost Estimate
(US $)
Expenses before Commercial Operation:
|  | US $ |  | $/kW
O&M Pre-Mobilization / Mobilization Expenses
| Pre-Mobilization Expenses | 20400.2671
| Mobilization Payroll and Burden | 206512.0626
| Mobilization Operating Expenses | 259050.9057
| Mobilization Procurement Expenses | 224790.25
| Total O&M Pre-Mobilization / Mobilization Expenses | 710753.4854 |  | 2.5384
| Housing Colony Mobilization Expenses | NA
| Commercial Office Mobilization Expenses | NA
| Owners' Engineer Expenses | NA
| Initial Operating Spares | 1341562.5 |  | 4.7913
| O&M Mobilization Period Fee | 250000 |  | 0.89286
Operator Overhead Charge (G&A)
| TOTAL | 2302315.9854 |  | 8.2226
Expenses during Commercial Operation:
|  |  |  | 3 YEAR | 20 YEAR | 3 YEAR |  | 20 YEAR
|  | Year 1 | Years 2+ | AVERAGE | AVERAGE | FOM ($/kW-yr) | VOM ($/mWh) | FOM ($/kW-yr) | VOM ($/mWh)
O&M Expenses
| Payroll and Burden | 723989.4498 | 723989.4498 | 723989.4498 | 723989.4498 | 2.5857 |  | 2.5857
| Administration & Operations Expenses | 250686.776 | 235436.776 | 240520.1093 | 236199.276 | 0.859 |  | 0.84357
| Water | 0 | 0 | 0 | 0 |  | 0 |  | 0
| Chemicals | 108279.9 | 108279.9 | 108279.9 | 108279.9 |  | 0.21484 |  | 0.21484
| Waste Water Costs | 0 | 0 | 0 | 0 |  | 0 |  | 0
| Maintenance Expenses (excl. GT Scheduled Maint. Program) | 422527.8726 | 750231.8297 | 640997.1773 | 733846.6319 | 1.717 | 0.31795 | 1.9657 | 0.36401
| Sustaining Capital Expenses | 22479.025 | 22479.025 | 22479.025 | 22479.025 | 0.080282 |  | 0.080282
| Contingency | 0 | 0 | 0 | 0 | 0 |  | 0
| Total O&M Expenses (ex GT Scheduled Maint.) | 1527963.0234 | 1840416.9805 | 1736265.6615 | 1824794.2827 | 5.2419 | 0.5328 | 5.4752 | 0.57885
O&M Annual Operating Fee |  | 300000 | 300000 | 300000 | 300000 | 1.0714 |  | 1.0714
GT Scheduled Major Maintenance ($/fired hour for 20 Yr term) |  |  |  |  | 39.25
SCR Catalyst Replacement Accrual ($/fired hour) |  |  |  |  | 0
GT Lease Program Annual Membership (1 unit) |  | 0 | 0 | 0 | 0
Housing Colony Operating Expenses |  | NA | NA
Commercial Office Expenses |  | NA | NA | NA | NA
Operator Overhead Charge (G&A) |  | #REF! | #REF! | #REF! | #REF!

## Assumptions
Plano, Illinois 6 x LM6000 Power Project, Rev 0
List of O&M Assumptions
1) Base year for all costs and prices herein: current 2000 US $ (no escalation or inflation included).
2) O&M personnel salaries and benefits per Enron experience at Wilton Center, with $2/hr increase in wages due to assumed union labor force in the project area.
3) Primary fuel to be Pipline Quality Natural Gas below required operating pressures, with no backup fuel.
4) Water injection for Nox control at an assumed rate of 44 gpm; SPRINT at 7.5 gpm.
5) Plant to be considered available year round with the exception of scheduled maintenance outages (Mar-April;Oct-Nov).
6) Gas turbine run hours/year: 1,800 hours/year.
7) Gas turbine starts/year: assumed to be less than 200 per year with the above indicated dispatch schedule.
7A) Type of combustion system to be Standard, non-DLE combustor, with water injection.
8) Assume any major schedule maintenance will be performed during off-peak season.
9) Gas turbine major scheduled maintenance pricing per GE Pricing catalog (George Graham e-mail dated 3/00).
10) Major scheduled maintenance intervals per OEM (GE): Hot Gas Path - 24,000 hrs; Major - 50,000 hours.
11) Water Source: Ground water. TDS is assumed to be 1000 ppm. Owner/Originator to provide sample analysis when available.
12) Water treatment chemicals costs per inhouse estimating model and performance dept tabulations (no Water Balance available).
13) Chemical costs and 25% of annual maintnenace are assumed variable with dispatch; all other costs are fixed.
14) Variable costs are based on 21% annual plant capacity factor.
15) EPC Contract to provide an allowance for GT familiarization and operations training to O&M staff.
16) Spare Parts estimate per GE recommended spares for stand alone domestic project, with some assumed adjustments.
17) Permanent O&M Staffing plan of seven people assumes a year round requirement for staffing since winter and summer dispatch is anticipated for 9 out of the 12 months.
18) Assumed Scope Split between Turnkey/Startup Contractor and Owner/Operator per enclosed.
19) Turnkey Contractor: Assumed to be EECC.
20) Owners Engineer: Owner's responsibility (estimate not included).
21) Sustaining capital expenses intended to cover only replacement of initial procurement items at end of their useful life.
22) Admin staff and support are provided by Operator from home office and other sites.
23) Owner to provide Commercial Office function.
Revenue and Property Book Accounting including customer and fuel supplier billing
Tax Accounting including preparing Local and US tax returns
Annual financial audits by outside auditors.
Maintaining Bank accounts and treasury functions
Commercial contracts and interface with Power Purchasers and Fuel Suppliers
Fuel purchasing & supply, logistics and scheduling
Government and Public Relations
Legal and contractual requirements
Project Human resources (compensation and benefits plans)
Interface with Lenders and Partners regarding funding and information requests
Budgeting, Operating and Capital planning (Operator to provide plans per contract)
24) This O&M Estimate does not include the cost of the following items:
Fuel
Water rights and water usage costs
Purchased (backfeed) power and other purchased utilities
Owner's Insurance
Buildings: Administration, Warehouse and Shop facilities
Operating or Environmental Permits
Communications facilities (internal & external)
Taxes
Escalation
Emissions fees, discharge fees or waste water charges
Security (At Owner's discretion)
Lease Engine Membership fees (At Owner's discretion)
25) No SCR is assumed.
26) Major Maintenance Program costs is estimated to be $39.25 per fired hour over 20 years. NOTE: an accrual would would need to be $56.52/fired hr.
27) Cooling Tower chemicals cost estimate assumes 2 cycles, 51,000 gpm flow rate and 10 deg F range. No water balance available for project
28) Estimate makes standard assumptions for labor practices (i.e. O/T after 40hrs/wk). Union labor practices under a local Collective Bargaining Agreement may differ.
30) GT Major Maintenance not accrued for in the estimate.

## Mob_Estimate
Plano, Illinois 6 x LM6000 Power Project, Rev 0
O&M Pre-Mobilization / Mobilization Cost Estimate
US $
O&M Pre-Mobilization Expenses |  | 20400.2671
Mobilization Payroll & Burden |  | 206512.0626
Mobilization Operating Expenses
| Employee Expenses | 12200
| Recruiting Expenses | 14500
| Relocation Expenses | 27056
| Outside Services | 49240
| Other Supplies & Expenses | 8635.7143
| Communications | 4780
| Temporary Offices/Facilities | 4800
| Training | 75402
| Manuals & Procedures | 43550
| Permits | 0
| Operator's Insurance | 3637.1914
| Operations Support Personnel | 15250
| Total Mobilization Operating Expenses | 259050.9057
Mobilization Procurement Expenses
| Office Furnishings & Equipment | 85522.5
| Safety & Environmental Equipment | 21420
| Vehicles & Mobile Equipment | 12160
| Warehouse Furnishings & Equipment | 12075
| Laboratory Equipment | 6300
| Shop Tools & Equipment | 76812.75
| Chemicals, Lubricants, Hydraulic Fluids | 10500
| Total Mobilization Procurement Expenses | 224790.25
Total O&M Pre-Mobilization / Mobilization Expenses |  | 710753.4854
Housing Colony Mobilization Expenses |  | NA
Commercial Office Mobilization Expenses |  | NA
Owners' Engineer Expenses |  | NA
Initial Operating Spares |  | 1341562.5
O&M Mobilization Period Fee |  | 250000
Operator Overhead Charge (G&A) |  | 0

## Mob_Staffing
Plano, Illinois 6 x LM6000 Power Project, Rev 0
O&M Staff Mobilization Plan
|  | Staff | Number | Salary & | Total Salary
| No. | Area | of | Benefits | & Benefits
| Personnel | A,O or M | Months | US$/Month | US $
PLANT MANAGER | 1 | A | 6 | 10400.2671 | 62401.6025
MAINTENANCE MANAGER | 0 | M | 0 |  | 0
PURCHASING / WAREHOUSE | 0 | A | 0 |  | 0
CLERK | 1 | A | 5 | 4118.3865 | 20591.9324
O&M SUPERVISOR | 0 | O,M | 5 | 258.1273 | 0
O&M TECHNICIAN III | 2 | O & M | 3 | 17587.395 | 52762.1849
O&M TECHNICIAN II | 3 | O & M | 3 | 23585.4476 | 70756.3429
TOTALS | 7 |  |  |  | 206512.0626

## Training
Plano, Illinois 6 x LM6000 Power Project, Rev 0
Training Program
Class
|  | Weeks | Weeks | $M
Basic Plant Training (All New Hires) (1session at site)
| New Employee Orientation (1 day) * | 0.2 | 0.2 | 0
| Plant Safety/Environmental/Firefighting (3 days) * | 0.6 | 0.6 | 0
| Power Plant Basic O&M (2 days)* | 0.4 | 0.4 | 0
| Introduction to Plant & Systems (3 days)* | 0.6 | 0.6 | 0
|  | 1.8 | 1.8 | 0
Major Systems Training (All O&M Personnel) (1 session at site)
| GT&G Operation & Familiarization (equip vendor)3 | 0.6 | 0.6 | 15
| Boiler Familiarization & Operation (general vendor) | 0 | 0 | 0
| Balance of Plant (general vendor) | 0 | 0 | 0
|  | 0.6 | 0.6 | 15
Specialized Operator Training (All Operators) (1 session at site)
| Water Systems & Chemistry (general vendor) | 0.4 | 0.4 | 3.2
|  | 0.4 | 0.4 | 3.2
Control Room Training (All Operators) (1 session at site/other plants)
| GTG controls MK VI (equip vendor)3 | 0.6 | 0.6 | 15
| Boiler controls (general vendor) | 0 | 0 | 0
| DCS Operation & Familiarization (equip. vendor) | 0.6 | 0.6 | 15
|  | 1.2 | 1.2 | 30
Basic Maintenance Training (2 x Mechanics) (At Cincinnati)
| Level 1 Maintenance (equip. vendor) | 1 | 1 | 3.848
| Level 2 Maintenance (equip. vendor) | 1.4 | 1.4 | 8.47
| Boroscope Maintenance (equip. vendor) | 0.6 | 0.6 | 3.534
|  | 3 | 3 | 15.852
Electrical/Controls Maintenance Training (3 x I/C/E Technicians) (at OEM sites)
| GTG controls MK VI (equip vendor) | 2 | 2 | 15
| Generator/Excitation Maintenance (equip. vendor) | 0.6 | 0.6 | 6
| Electrical System Maintenance (general vendor) | 0 | 0 | 0 | Familiarization | No Charge
| DCS Maint. (equip. vendor) | 0.4 | 0.4 | 8
|  | 3 | 3 | 29
Total Class Training Cost |  |  | 10 | 93.052
Travel, lodging, facilities, misc.
| Maint Techs' Per diem: # techs x # class weeks at OEM site x 5d/wk x $150/day |  |  | 14.25
| Instructor Per diem: # class weeks at site for OEM x 5d/wk x $150/day (1 instructor/class week) |  |  | 1.35
| Travel: maintenance techs 8 trips x $1M/trip |  |  | 8
| Travel: Instructors (3 Vendors) x $1M/trip ea |  |  | 3
| On site Training Coordinator/Instructor (4 wks x $2600/wk incl per diem + $1M travel) * |  |  | 0
12.35
Total Training Cost Estimate |  |  |  | 105.402
| Less Training provided by Equipment supplier (incl in Purchase PO) |  |  | 30
Net Training Cost Estimate ($M) for Operator/Owner |  |  |  | 75.402
Notes:
1. Assumed cost of training (instructor, training materials, aids, manuals, etc.):
Equip. Vendor Training - $25M/wk
Basic Plant Training (developed in-house) - no added cost
General Vendor Training - $8M/wk
2. The asterisk (*) denotes training and expenses provided by Operator
3. LM6000 and MK VI Familiarization training assumed provided for by Equipment Supplier (in Equipment PO).

## ScopeSplit
Plano, Illinois 6 x LM6000 Power Project, Rev 0
Assumed Turnkey/O&M/Owner Scope Split
Turnkey/
| Startup | O&M | Owner | Remarks/Comments
OPERATING EXPENSES (pre-COD):
Payroll and Benefits
for Owner Personnel |  |  | x
for O&M Personnel |  | x
for Turnkey/Startup Personnel | x
Employee Expenses/Recruiting/Relocation
for Owner Personnel |  |  | x
for O&M Personnel |  | x
for Turnkey/Startup Personnel | x
Outside Services
Technical Direction of Installation (TD of I) | x
Vendor reps & startup services | x
Security before COD | x
Security after COD |  |  | x | At Owner's discretion
O&M related services |  | x
Reliability Availability Maintainability (RAM) Study |  |  | x | At Owner's discretion
Process Hazards Analysis (HAZOP) |  |  | x | At Owner's discretion
Other Supplies & Expenses
for O&M Personnel |  | x
for Turnkey/Startup Personnel | x
Communications (phone bills, etc.)
for O&M Personnel |  | x
for Startup Personnel | x
Offices/Buildings/Facilities (temporary)
for O&M Personnel (admin, training, etc.) |  | x
for Startup/Commissioning Personnel | x
Training for O&M Personnel *
Vendor Familiarization Training (Maj. Equip & Controls) |  |  | x | Assumed in equipment supply
Add'l Major Equip. Vendor |  | x
OJT during startup/commissioning | x
Basic Power Plant Training (& all other training) |  | x
Permits/Insurance
Construction & Startup Contractor's name | x |  |  | need permit matrix
Operator's name |  | x |  | "
Owner's name |  |  | x | "
Manuals, Procedures and Plans
Startup/Commissioning Plans & Procedures | x
Job Data books | x
Engineering drawings (incl. "as builts") | x |  |  | AutoCad 14 (or apprvd substitute)
Systems Descriptions | x
Test procedures & report | x
O&M Procedures | x | x
Admin and all other Plant procedures |  | x
Punchlist resolution | x |  |  | with O&M walkdown
Purchase and transportation of fuel to plant (startup) | x
Schedule fuel deliveries from supplier |  | x
Purchase of turbine generator startup power (backfeed) |  |  | x
Purchase of construction power (from fence line) | x
Purchase and delivery of Process water (hydrotests, etc) | x
Steam Blows |  |  |  | na
Chemical Cleaning (including disposal) | x
Oil Flushes | x
* O&M has overall responsibility for training O&M personnel, but Major Equip. Vendor training (for CT, Chillers, Water
Treatment/Desal, and DCS) will be provided under the major equip. purchase orders (with O&M participation in scoping).
Turnkey/
| Startup | O&M | Owner | Remarks/Comments
Warranty Implementation | x |  |  | O&M/Owner participate
Pre-Mobilization expenses
O&M engineering review/comments |  | x
Operating plans/budgets/estimates |  | x
Other Owner directed O&M services |  | x
Fuel/water quality checking (pre-COD) | x
Procurement Expenses:
Office Furnishings & Equipment
Stationary items (built-ins) | x
PABX (internal) telephone system & wiring | x
LAN wiring
External communications (satellite dish) |  |  |  | na
Office/Building furniture |  | x
Office equipment (copiers, fax, etc.) |  | x
Computer hardware/software |  | x
CMMS computer system (incl training) |  | x
Safety & Environmental equipment
Permanent Fire protection | x
Portable fire extinguishers (for offices & buildings) | x
Portable fire extinguishers (exterior) | x
Safety showers/eye washes | x
Permanent Environmental testing equip. | x
Portable Environmental testing equip. |  | x
O&M Personnel Safety/First Aid equip. |  | x
Vehicles & Mobile Equipment
Construction/Startup Contractor requirements | x
O&M requirements |  | x
Warehouse/Shop Furnishings & Equipment
Stationary items incl hoists (built-ins) | x
Non-stationary items (bins, furniture, etc.) |  | x
Process Monitoring & Laboratory Equipment
Installed analyzers/instruments | x
Stationary lab items (vent hoods, lab benches, etc.) | x
Analytical equipment, glassware, etc. |  | x
Shop Tools and Equipment
Machine shop/Instrument shop tools |  | x
Maint. (incl I/C&E) test equipment |  | x
Work benches, storage bins |  | x
Hand tools for O&M personnel |  | x
Hand tools for Startup personnel | x
Special Tools
Startup, Std Vendor supply | x
Optional vendor supply |  | x | x | Incl with Vendor PO
Chemicals, Lubricants, Fluids
Initial equipment/vessel fill | x
Consumption (pre-COD) | x
Consumption (post-COD) |  | x
Warehouse stock |  | x
Spare parts*
Consumption (pre-COD) | x
Consumption (post-COD) |  | x
Capital (Overhaul) Spares for major equip. |  |  | x | In Owner's scope to accrue
Operating (Initial) Spares for major equip. |  | x
Warehouse stock & BOP spare parts |  | x
Installed Cranes |  |  |  | na
* Turbine spare parts will be purchased based on competitive bids as part of and prior to Turbine vendors selection;
actual parts purchased will be approved by Owner.

## Mob_Backup
| EstimateSummary | Group Item | Budget Item | Line Item | Detail/Basis |  | Total (US $) | LOCAL | FOREIGN | Calculation and Note Area
Plano, Illinois 6 x LM6000 Power Project, Rev 0
O&M Pre-Mobilization / Mobilization Estimate Backup/Detail
O&M Mobilization BudgetOperating ExpensesPublic Relations Title | O&M Mobilization Budget | Operating Expenses | Public Relations | Pre-Mobilization Expenses
O&M Mobilization BudgetOperating ExpensesPublic Relations | O&M Mobilization Budget | Operating Expenses | Public Relations | recruiting;advertising | Recruiting PM |  | 2500 | 2500 | 0
|  |  |  | payroll | Plant Manager - 1 month pay/benefits |  | 10400.2671 | 10400.2671 | 0
|  |  |  | Travel Expenses in to/fro Houston;living | 2 trips x $1000/trip+ $150/day x 30 days |  | 6500 | 6500 | 0
|  |  |  | miscellaneous comms, postage,etc |  |  | 1000 | 1000 | 0
[8 empty] | 0 | 0
[8 empty] | 0 | 0
[8 empty] | 0 | 0
[8 empty] | 0 | 0
[8 empty] | 0 | 0
[8 empty] | 0 | 0
O&M Mobilization BudgetOperating ExpensesPublic Relations Total | O&M Mobilization Budget | Operating Expenses | Public Relations | (Assumes Mob period begins COD less 6 months) |  | Sub-Total | 20400.2671 | 20400.2671 | 0
O&M Mobilization BudgetOperating ExpensesPayroll with burden Title | O&M Mobilization Budget | Operating Expenses | Payroll with burden | Payroll with burden
|  |  |  | Total Company Payroll with benefits and 20% overtime on Opns/Maint. |  |  | 206512.0626 | 206512.0626 | 0
|  |  |  | (See detailed PltMobStaff schedule) |  |  |  | 0 | 0
[8 empty] | 0 | 0
[8 empty] | 0 | 0
O&M Mobilization BudgetOperating ExpensesPayroll with burden Total | O&M Mobilization Budget | Operating Expenses | Payroll with burden |  |  | Sub-Total | 206512.0626 | 206512.0626 | 0
O&M Mobilization BudgetOperating ExpensesEmployee Expenses Title | O&M Mobilization Budget | Operating Expenses | Employee Expenses | Employee Expenses
O&M Mobilization BudgetOperating ExpensesEmployee Expenses | O&M Mobilization Budget | Operating Expenses | Employee Expenses | Travel related to Plant Mobilization | 6 trips x $1500/trip |  | 9000 | 9000
|  |  |  | Misc. (OT meals, Conferences,etc.) | $200/month x 6 months |  | 1200 | 1200
|  |  |  | Dues, Misc |  |  | 1000 | 1000
|  |  |  | Employee Expenses | $250/month x 4 months |  | 1000
O&M Mobilization BudgetOperating ExpensesEmployee Expenses Total | O&M Mobilization Budget | Operating Expenses | Employee Expenses |  |  | Sub-Total | 12200 | 11200 | 0
O&M Mobilization BudgetOperating ExpensesRecruiting Expenses Title | O&M Mobilization Budget | Operating Expenses | Recruiting Expenses | Recruiting Expenses
|  |  |  | Candidate travel, expenses | 2 trips x $1000/trip+ $150/day x 4 days |  | 2600
O&M Mobilization BudgetOperating ExpensesRecruiting Expenses | O&M Mobilization Budget | Operating Expenses | Recruiting Expenses | HR/Home office support | 2 trips x $1500/trip + perdiem @ $150/day x 10 days |  | 4500 | 4500 | 0
O&M Mobilization BudgetOperating ExpensesRecruiting Expenses | O&M Mobilization Budget | Operating Expenses | Recruiting Expenses | Advertisements | Local, Chicago |  | 5000 | 5000 | 0
|  |  |  | Screening Tests | $200/employee |  | 1400 | 1400 | 0
|  |  |  | Misc expenses | reproduction, postage, etc |  | 1000 | 1000 | 0
O&M Mobilization BudgetOperating ExpensesRecruiting Expenses Total | O&M Mobilization Budget | Operating Expenses | Recruiting Expenses |  |  | Sub-Total | 14500 | 7400 | 0
O&M Mobilization BudgetOperating ExpensesRelocation Expenses Title | O&M Mobilization Budget | Operating Expenses | Relocation Expenses | Relocation Expenses
|  |  |  | Plant Mgr (assume non-Enron) | 20% of base |  | 17056
|  |  |  | Technician III (assume 1 needed) | cover HHG shipment, misc |  | 5000 | 5000 | 0
|  |  |  | Technician II (assume 1 needed) | cover HHG shipment, misc |  | 5000 | 5000 | 0
Rest of staff assumed obtained locally
O&M Mobilization BudgetOperating ExpensesRelocation Expenses Total | O&M Mobilization Budget | Operating Expenses | Relocation Expenses |  |  | Sub-Total | 27056 | 10000 | 0
O&M Mobilization BudgetOperating ExpensesOutside Services Title | O&M Mobilization Budget | Operating Expenses | Outside Services | Outside Services
O&M Mobilization BudgetOperating ExpensesOutside Services | O&M Mobilization Budget | Operating Expenses | Outside Services | Guards | Turnkey responsibility |  |  | 0 | 0
O&M Mobilization BudgetOperating ExpensesOutside Services | O&M Mobilization Budget | Operating Expenses | Outside Services | Groundskeepers | Turnkey responsibility |  |  | 0 | 0
O&M Mobilization BudgetOperating ExpensesOutside Services | O&M Mobilization Budget | Operating Expenses | Outside Services | Janitors | $800/month x 5 months |  | 4000 | 4000 | 0
O&M Mobilization BudgetOperating ExpensesOutside Services | O&M Mobilization Budget | Operating Expenses | Outside Services | Legal | Covered in fee |  | 0 | 0 | 0
|  |  |  | Tax | Covered in fee |  | 0 | 0 | 0
O&M Mobilization BudgetOperating ExpensesOutside Services | O&M Mobilization Budget | Operating Expenses | Outside Services | Accounting | 1 trips x $1000/trip + 4 days per diem x $150/day |  | 1600 | 1600 | 0
O&M Mobilization BudgetOperating ExpensesOutside Services | O&M Mobilization Budget | Operating Expenses | Outside Services | Safety | 2 trips x $1000/trip + 8 days per diem x $150/day |  | 3200 | 3200 | 0
O&M Mobilization BudgetOperating ExpensesOutside Services | O&M Mobilization Budget | Operating Expenses | Outside Services | Environmental | 2 trips x $1000/trip + 8 days per diem x $150/day |  | 3200 | 3200 | 0
|  |  |  | Management | 2 trips x $1000/trip + 8 days per diem x $150/day |  | 3200
|  |  |  | Technical/Professional | 15 days x 8hrs/day x $60/hr |  | 7200
|  |  |  | Trash/Waste Disposal | Turnkey responsibility |  |  | 0 | 0
|  |  |  | Electrical Testing/Calibration | Turnkey responsibility |  |  | 0 | 0
|  |  |  | Buyer support from other projects | 480 hrs x $43/hr |  | 20640 | 20640 | 0
|  |  |  | Uniform services |  |  | 3000
O&M Mobilization BudgetOperating ExpensesOutside Services | O&M Mobilization Budget | Operating Expenses | Outside Services | Office Equipment Maintenance |  |  | 0 | 0 | 0
|  |  |  | Warehouse temporaries | $20/hr x 160 hrs |  | 3200
O&M Mobilization BudgetOperating ExpensesOutside Services Total | O&M Mobilization Budget | Operating Expenses | Outside Services | Labor for all OEC staff assumed covered in Operator's Fee and O/H allocation |  | Sub-Total | 49240 | 32640 | 0
O&M Mobilization BudgetOperating ExpensesOther Supplies & Expenses Title | O&M Mobilization Budget | Operating Expenses | Other Supplies & Expenses | Other Supplies & Expenses
|  |  |  | Postage & Freight | $100/month x 6 months |  | 600 | 600
O&M Mobilization BudgetOperating ExpensesOther Supplies & Expenses | O&M Mobilization Budget | Operating Expenses | Other Supplies & Expenses | Office & Misc. Supplies (usage) | $500/month x 5 months |  | 2500 | 2500
O&M Mobilization BudgetOperating ExpensesOther Supplies & Expenses | O&M Mobilization Budget | Operating Expenses | Other Supplies & Expenses | Vehicle fuel and maint | 1 vehicles x 5 months x 1000miles/month x $1.5/14 miles + $500 |  | 1035.7143 | 1035.7143
O&M Mobilization BudgetOperating ExpensesOther Supplies & Expenses | O&M Mobilization Budget | Operating Expenses | Other Supplies & Expenses | Janitorial Supplies (usage) |  |  | 2000 | 2000
O&M Mobilization BudgetOperating ExpensesOther Supplies & Expenses | O&M Mobilization Budget | Operating Expenses | Other Supplies & Expenses | Bldg. Utilities (water, power, gas) | 5 months x $500/month |  | 2500 | 2500
O&M Mobilization BudgetOperating ExpensesOther Supplies & Expenses Total | O&M Mobilization Budget | Operating Expenses | Other Supplies & Expenses |  |  | Sub-Total | 8635.7143 | 8635.7143 | 0
O&M Mobilization BudgetOperating ExpensesCommunications Title | O&M Mobilization Budget | Operating Expenses | Communications | Communications
O&M Mobilization BudgetOperating ExpensesCommunications | O&M Mobilization Budget | Operating Expenses | Communications | Phone Service | 5 months x $500/month (excludes cellular service) |  | 2500 | 2500
O&M Mobilization BudgetOperating ExpensesCommunications | O&M Mobilization Budget | Operating Expenses | Communications | Cellular Phones | 1ea. x 6 months x $300/month |  | 1800 | 1800
O&M Mobilization BudgetOperating ExpensesCommunications | O&M Mobilization Budget | Operating Expenses | Communications | Pagers | pagers 6 x $20/month x 4 months |  | 480 | 480
O&M Mobilization BudgetOperating ExpensesCommunications Total | O&M Mobilization Budget | Operating Expenses | Communications |  |  | Sub-Total | 4780 | 4780 | 0
O&M Mobilization BudgetOperating ExpensesMiscellaneous Office Expenses Title | O&M Mobilization Budget | Operating Expenses | Miscellaneous Office Expenses | Temporary Offices/Facilities
O&M Mobilization BudgetOperating ExpensesMiscellaneous Office Expenses | O&M Mobilization Budget | Operating Expenses | Miscellaneous Office Expenses | Office Bldgs. | Use existing plant buildings/offices when necessary |  |  | 0
O&M Mobilization BudgetOperating ExpensesMiscellaneous Office Expenses | O&M Mobilization Budget | Operating Expenses | Miscellaneous Office Expenses | Trailers (admin only, ex training) | 1 x $1000/months x 4 months |  | 4000 | 4000
O&M Mobilization BudgetOperating ExpensesMiscellaneous Office Expenses | O&M Mobilization Budget | Operating Expenses | Miscellaneous Office Expenses | Sanitary facilities |  |  | 800 | 800
O&M Mobilization BudgetOperating ExpensesMiscellaneous Office Expenses | O&M Mobilization Budget | Operating Expenses | Miscellaneous Office Expenses | Misc. Furnishings |  |  |  | 0
|  |  |  | Temporary Living Quarters |  |  |  | 0
Assume admin facilties complete COD minus 2 months
O&M Mobilization BudgetOperating ExpensesMiscellaneous Office Expenses Total | O&M Mobilization Budget | Operating Expenses | Miscellaneous Office Expenses |  |  | Sub-Total | 4800 | 4800 | 0
O&M Mobilization BudgetOperating ExpensesTraining Title | O&M Mobilization Budget | Operating Expenses | Training | Training
O&M Mobilization BudgetOperating ExpensesTraining | O&M Mobilization Budget | Operating Expenses | Training | Basic Plant Training | See Training sheet |  | 75402 | 75402 | 0
O&M Mobilization BudgetOperating ExpensesTraining | O&M Mobilization Budget | Operating Expenses | Training | Major Systems Training |  |  |  | 0 | 0
O&M Mobilization BudgetOperating ExpensesTraining | O&M Mobilization Budget | Operating Expenses | Training | Plant Chemistry |  |  |  | 0 | 0
O&M Mobilization BudgetOperating ExpensesTraining | O&M Mobilization Budget | Operating Expenses | Training | Control Room Training |  |  |  | 0 | 0
O&M Mobilization BudgetOperating ExpensesTraining | O&M Mobilization Budget | Operating Expenses | Training | Basic Maintenance |  |  |  | 0 | 0
O&M Mobilization BudgetOperating ExpensesTraining | O&M Mobilization Budget | Operating Expenses | Training | Electrical/Controls Maintenance |  |  |  | 0 | 0
O&M Mobilization BudgetOperating ExpensesTraining | O&M Mobilization Budget | Operating Expenses | Training | Additional Vendor Training |  |  |  | 0 | 0
O&M Mobilization BudgetOperating ExpensesTraining | O&M Mobilization Budget | Operating Expenses | Training | Per diem for instructors |  |  |  | 0 | 0
O&M Mobilization BudgetOperating ExpensesTraining | O&M Mobilization Budget | Operating Expenses | Training | Facilities (trailer rental, hall) |  |  |  | 0 | 0
O&M Mobilization BudgetOperating ExpensesTraining | O&M Mobilization Budget | Operating Expenses | Training | Travel |  |  |  | 0 | 0
O&M Mobilization BudgetOperating ExpensesTraining | O&M Mobilization Budget | Operating Expenses | Training | Training Coordinator |  |  |  | 0 | 0
O&M Mobilization BudgetOperating ExpensesTraining | O&M Mobilization Budget | Operating Expenses | Training | Additional Manuals/Documents |  |  |  | 0 | 0
O&M Mobilization BudgetOperating ExpensesTraining | O&M Mobilization Budget | Operating Expenses | Training | Miscellaneous |  |  |  | 0 | 0
O&M Mobilization BudgetOperating ExpensesTraining | O&M Mobilization Budget | Operating Expenses | Training | Translation |  |  |  | 0 | 0
[8 empty] | 0 | 0
O&M Mobilization BudgetOperating ExpensesTraining Total | O&M Mobilization Budget | Operating Expenses | Training |  |  | Sub-Total | 75402 | 75402 | 0
O&M Mobilization BudgetOperating ExpensesManuals/Operating Procedures Title | O&M Mobilization Budget | Operating Expenses | Manuals/Operating Procedures | Manuals/Operating Procedures
O&M Mobilization BudgetOperating ExpensesManuals/Operating Procedures | O&M Mobilization Budget | Operating Expenses | Manuals/Operating Procedures | Administration | Should have already and inhouse |  | 0 | 0 | 0
O&M Mobilization BudgetOperating ExpensesManuals/Operating Procedures | O&M Mobilization Budget | Operating Expenses | Manuals/Operating Procedures | Operations check lists | inhouse |  | 0 | 0 | 0
|  |  |  | Maintenance | inhouse |  | 0 | 0 | 0
O&M Mobilization BudgetOperating ExpensesManuals/Operating Procedures | O&M Mobilization Budget | Operating Expenses | Manuals/Operating Procedures | Maintenance/CMMS (excluding data) | inhouse |  | 0 | 0 | 0
O&M Mobilization BudgetOperating ExpensesManuals/Operating Procedures | O&M Mobilization Budget | Operating Expenses | Manuals/Operating Procedures | Warehouse/Inventory | inhouse |  | 0 | 0 | 0
O&M Mobilization BudgetOperating ExpensesManuals/Operating Procedures | O&M Mobilization Budget | Operating Expenses | Manuals/Operating Procedures | Emergency Plans | 40 mandays @$400/manday |  | 16000 | 16000 | 0
O&M Mobilization BudgetOperating ExpensesManuals/Operating Procedures | O&M Mobilization Budget | Operating Expenses | Manuals/Operating Procedures | Safety and Health | 5 mandays @$400/manday |  | 2000 | 2000 | 0
O&M Mobilization BudgetOperating ExpensesManuals/Operating Procedures | O&M Mobilization Budget | Operating Expenses | Manuals/Operating Procedures | Environmental Compliance | 20 mandays @$400/manday |  | 8000 | 8000 | 0
O&M Mobilization BudgetOperating ExpensesManuals/Operating Procedures | O&M Mobilization Budget | Operating Expenses | Manuals/Operating Procedures | Utility dispatch | 10 mandays @$400/manday |  | 4000 | 4000 | 0
O&M Mobilization BudgetOperating ExpensesManuals/Operating Procedures | O&M Mobilization Budget | Operating Expenses | Manuals/Operating Procedures | Government Reporting | 10 mandays @$400/manday |  | 4000 | 4000 | 0
O&M Mobilization BudgetOperating ExpensesManuals/Operating Procedures | O&M Mobilization Budget | Operating Expenses | Manuals/Operating Procedures | Owner Reports | 5 mandays @$400/manday |  | 2000 | 2000 | 0
|  |  |  | Accounting | 1 mandays @$400/manday |  | 400 | 400 | 0
|  |  |  | Training Program | 10 mandays @$400/manday |  | 4000 | 4000 | 0
O&M Mobilization BudgetOperating ExpensesManuals/Operating Procedures | O&M Mobilization Budget | Operating Expenses | Manuals/Operating Procedures |  |  |  |  | 0 | 0
O&M Mobilization BudgetOperating ExpensesManuals/Operating Procedures | O&M Mobilization Budget | Operating Expenses | Manuals/Operating Procedures | Reproduction/Printing |  |  | 3000 | 3000 | 0
|  |  |  | Freight | 5% of Reproduction cost |  | 150 | 150 | 0
O&M Mobilization BudgetOperating ExpensesManuals/Operating Procedures | O&M Mobilization Budget | Operating Expenses | Manuals/Operating Procedures
O&M Mobilization BudgetOperating ExpensesManuals/Operating Procedures Total | O&M Mobilization Budget | Operating Expenses | Manuals/Operating Procedures |  |  | Sub-Total | 43550 | 43550 | 0
O&M Mobilization BudgetOperating ExpensesPermits Title | O&M Mobilization Budget | Operating Expenses | Permits | Permits
O&M Mobilization BudgetOperating ExpensesPermits | O&M Mobilization Budget | Operating Expenses | Permits | Owner's Scope of Supply |  |  | 0 | 0
O&M Mobilization BudgetOperating ExpensesPermits Total | O&M Mobilization Budget | Operating Expenses | Permits |  |  | Sub-Total | 0 | 0 | 0
O&M Mobilization BudgetOperating ExpensesInsurance Title | O&M Mobilization Budget | Operating Expenses | Insurance | Operator's Insurance
O&M Mobilization BudgetOperating ExpensesInsurance | O&M Mobilization Budget | Operating Expenses | Insurance | Worker's Compensation | $200/employee/yr |  | 700 | 700 |  |  | Insurance costs per Paul Clayton
|  |  |  | Auto Liability | $400/yr/licensed vehicle |  | 200
O&M Mobilization BudgetOperating ExpensesInsurance | O&M Mobilization Budget | Operating Expenses | Insurance | 3rd Party/General Liability | 0.15% of Total Expenses |  | 2737.1914 |  |  | 0.0015
O&M Mobilization BudgetOperating ExpensesInsurance Total | O&M Mobilization Budget | Operating Expenses | Insurance |  |  | Sub-Total | 3637.1914 | 700 | 0
Operations Support Personnel
|  |  |  | Operations Support Personnel | 1ea.x$350/dayx30days (includes benefits) |  | 10500 | 10500 | 0
|  |  |  | Per diem | 1ea.x$125/dayx30days |  | 3750 | 3750 | 0
|  |  |  | Home leave, travel | 1ea.x$1000 tripx1trips (coach class) |  | 1000 | 1000 | 0
[8 empty] | 0 | 0
|  |  |  | Basis: 1 Operating Engineer as operations support 1 months prior to COD |  | Sub-Total | 15250 | 15250 | 0
O&M Mobilization BudgetProcurement ExpensesOffice Furnishings, Equipment, Supplies Title | O&M Mobilization Budget | Procurement Expenses | Office Furnishings, Equipment, Supplies | Office Furnishings, Equipment, Supplies
O&M Mobilization BudgetProcurement ExpensesOffice Furnishings, Equipment, Supplies | O&M Mobilization Budget | Procurement Expenses | Office Furnishings, Equipment, Supplies | Offices (desk, chair, table, misc) | 4ea @ $800/set |  | 3200 | 3200 | 0
O&M Mobilization BudgetProcurement ExpensesOffice Furnishings, Equipment, Supplies | O&M Mobilization Budget | Procurement Expenses | Office Furnishings, Equipment, Supplies | Chairs - misc. | 10ea @ $150 |  | 1500 | 1500 | 0
O&M Mobilization BudgetProcurement ExpensesOffice Furnishings, Equipment, Supplies | O&M Mobilization Budget | Procurement Expenses | Office Furnishings, Equipment, Supplies | Bookshelves | 10ea @ $75 |  | 750 | 750 | 0
O&M Mobilization BudgetProcurement ExpensesOffice Furnishings, Equipment, Supplies | O&M Mobilization Budget | Procurement Expenses | Office Furnishings, Equipment, Supplies | File Cabinets | 4ea @ $200 |  | 800 | 800 | 0
O&M Mobilization BudgetProcurement ExpensesOffice Furnishings, Equipment, Supplies | O&M Mobilization Budget | Procurement Expenses | Office Furnishings, Equipment, Supplies | Storage Shelves/Cabinets | 10ea @ $50 |  | 500 | 500 | 0
O&M Mobilization BudgetProcurement ExpensesOffice Furnishings, Equipment, Supplies | O&M Mobilization Budget | Procurement Expenses | Office Furnishings, Equipment, Supplies | Conference Room (table & chairs) | 6ea @ $150 + $1000 |  | 1900 | 1900 | 0
O&M Mobilization BudgetProcurement ExpensesOffice Furnishings, Equipment, Supplies | O&M Mobilization Budget | Procurement Expenses | Office Furnishings, Equipment, Supplies | Lunch Room - Tables | 1ea @ $150 |  | 0 | 0 | 0
O&M Mobilization BudgetProcurement ExpensesOffice Furnishings, Equipment, Supplies | O&M Mobilization Budget | Procurement Expenses | Office Furnishings, Equipment, Supplies | Lunch Room - Chairs | 6ea @ $75 |  | 0 | 0 | 0
O&M Mobilization BudgetProcurement ExpensesOffice Furnishings, Equipment, Supplies | O&M Mobilization Budget | Procurement Expenses | Office Furnishings, Equipment, Supplies | Lunch Room - Microwave | 1 ea @ $150 |  | 150 | 150 | 0
O&M Mobilization BudgetProcurement ExpensesOffice Furnishings, Equipment, Supplies | O&M Mobilization Budget | Procurement Expenses | Office Furnishings, Equipment, Supplies | Lunch Room - Coffee Pot | 1 ea. @ $150 |  | 150 | 150 | 0
O&M Mobilization BudgetProcurement ExpensesOffice Furnishings, Equipment, Supplies | O&M Mobilization Budget | Procurement Expenses | Office Furnishings, Equipment, Supplies | Lunch Room - Refrig. | 1 ea @ $750 |  | 750 | 750 | 0
O&M Mobilization BudgetProcurement ExpensesOffice Furnishings, Equipment, Supplies | O&M Mobilization Budget | Procurement Expenses | Office Furnishings, Equipment, Supplies | Lunch Room - Misc |  |  | 500 | 500 | 0
O&M Mobilization BudgetProcurement ExpensesOffice Furnishings, Equipment, Supplies | O&M Mobilization Budget | Procurement Expenses | Office Furnishings, Equipment, Supplies | Computer Tables | 5ea @ $200 |  | 1000 | 1000 | 0
O&M Mobilization BudgetProcurement ExpensesOffice Furnishings, Equipment, Supplies | O&M Mobilization Budget | Procurement Expenses | Office Furnishings, Equipment, Supplies | Computers w printers | 5ea @ $3000 |  | 15000 | 15000 | 0
O&M Mobilization BudgetProcurement ExpensesOffice Furnishings, Equipment, Supplies | O&M Mobilization Budget | Procurement Expenses | Office Furnishings, Equipment, Supplies | Systems Software | 5ea @ $500 |  | 2500 | 2500 | 0
|  |  |  | CMMS software/installation | $10M License + $10M installation/training |  | 20000 | 20000 | 0
|  |  |  | CMMS hardware, equipment | 1 PC's ($2500), printer |  | 0 | 0 | 0
|  |  |  | SAP Acctg System | Software & License |  | 0 | 0 | 0
|  |  |  | SAP Acctg System | Training & Implementation |  | 10000 | 10000 | 0
O&M Mobilization BudgetProcurement ExpensesOffice Furnishings, Equipment, Supplies | O&M Mobilization Budget | Procurement Expenses | Office Furnishings, Equipment, Supplies | Copiers | 1ea @ $8000 |  | 8000 | 8000 | 0
O&M Mobilization BudgetProcurement ExpensesOffice Furnishings, Equipment, Supplies | O&M Mobilization Budget | Procurement Expenses | Office Furnishings, Equipment, Supplies | Typewriters | 1ea @ $250 |  | 250 | 250 | 0
O&M Mobilization BudgetProcurement ExpensesOffice Furnishings, Equipment, Supplies | O&M Mobilization Budget | Procurement Expenses | Office Furnishings, Equipment, Supplies | Local Area Network | LAN $2M + Installation $1,000 |  | 3000 | 3000 | 0
O&M Mobilization BudgetProcurement ExpensesOffice Furnishings, Equipment, Supplies | O&M Mobilization Budget | Procurement Expenses | Office Furnishings, Equipment, Supplies | Calculators | 5ea @ $20 |  | 100 | 100 | 0
O&M Mobilization BudgetProcurement ExpensesOffice Furnishings, Equipment, Supplies | O&M Mobilization Budget | Procurement Expenses | Office Furnishings, Equipment, Supplies | Projectors (overhead) | 1ea @ $400 |  | 400 | 400 | 0
O&M Mobilization BudgetProcurement ExpensesOffice Furnishings, Equipment, Supplies | O&M Mobilization Budget | Procurement Expenses | Office Furnishings, Equipment, Supplies | TV/VCR/Camcorders | 1ea @ $750/$500/$750 |  | 2000 | 2000 | 0
O&M Mobilization BudgetProcurement ExpensesOffice Furnishings, Equipment, Supplies | O&M Mobilization Budget | Procurement Expenses | Office Furnishings, Equipment, Supplies |  |  |  |  | 0 | 0
O&M Mobilization BudgetProcurement ExpensesOffice Furnishings, Equipment, Supplies | O&M Mobilization Budget | Procurement Expenses | Office Furnishings, Equipment, Supplies | White Boards | 5ea @ $80 |  | 400 | 400 | 0
O&M Mobilization BudgetProcurement ExpensesOffice Furnishings, Equipment, Supplies | O&M Mobilization Budget | Procurement Expenses | Office Furnishings, Equipment, Supplies | FAX machine | 1ea @ $400 |  | 400 | 400 | 0
|  |  |  | Misc Supplies | pens, paper, staplers, envelopes, etc. |  | 1000 | 1000 | 0
O&M Mobilization BudgetProcurement ExpensesOffice Furnishings, Equipment, Supplies | O&M Mobilization Budget | Procurement Expenses | Office Furnishings, Equipment, Supplies | Phones | 6ea @ $200 |  | 1200 | 1200 | 0
|  |  |  | Office Misc, pictures, plants, rugs, boards |  |  | 5000 | 5000 | 0
|  |  |  | Janitorial supplies |  |  | 1000 | 1000 | 0
|  |  |  | Freight | 5% of cost |  | 4072.5 | 4072.5 | 0
O&M Mobilization BudgetProcurement ExpensesOffice Furnishings, Equipment, Supplies Total | O&M Mobilization Budget | Procurement Expenses | Office Furnishings, Equipment, Supplies |  |  | Sub-Total | 85522.5 | 85522.5 | 0
O&M Mobilization BudgetProcurement ExpensesSafety Equipment & Supplies Title | O&M Mobilization Budget | Procurement Expenses | Safety Equipment & Supplies | Safety & Environmental Equipment & Supplies
O&M Mobilization BudgetProcurement ExpensesSafety Equipment & Supplies | O&M Mobilization Budget | Procurement Expenses | Safety Equipment & Supplies | Personnel Safety equipment | Safety glasses, Hard hats, goggles, face shields, gloves, |  |  | 0 | 0
[5 empty] | locks, acid suits, SCBA respirators, safety shoes, etc. |  | 3000 | 3000 | 0
|  |  |  | Portable Fire Extinguishers | 10ea. @ $120 |  | 1200 | 1200 | 0
|  |  |  | Firehose Cabinet Accessories |  |  | 7700 | 7700 | 0
|  |  |  | First Aid equipment | First Aid kit, stretcher, water jell blanket |  | 6000 | 6000 | 0
|  |  |  | Safety test Equipment | Biosystem unit, LEL & O2 meter |  | 2500 | 2500 | 0
|  |  |  | Environmental Test Equipment | Noise level meter |  |  | 0 | 0
|  |  |  | 6" and 12" containment booms |  | 44700 |  | 0 | 0
|  |  |  | 30 ton/hr skimmer |  | 21000 |  | 0 | 0
|  |  |  | Misc. anchors, tow bridles, buoys, etc. |  | 17600 |  | 0 | 0
|  |  |  | Freight | 5% of cost |  | 1020 | 1020 | 0
O&M Mobilization BudgetProcurement ExpensesSafety Equipment & Supplies Total | O&M Mobilization Budget | Procurement Expenses | Safety Equipment & Supplies |  |  | Sub-Total | 21420 | 21420 | 0
O&M Mobilization BudgetProcurement ExpensesVehicles & Mobile Equipment Title | O&M Mobilization Budget | Procurement Expenses | Vehicles & Mobile Equipment | Vehicles & Mobile Equipment
O&M Mobilization BudgetProcurement ExpensesVehicles & Mobile Equipment | O&M Mobilization Budget | Procurement Expenses | Vehicles & Mobile Equipment | Cars 4 WD w AC |  | $26M |  | 0 | 0
O&M Mobilization BudgetProcurement ExpensesVehicles & Mobile Equipment | O&M Mobilization Budget | Procurement Expenses | Vehicles & Mobile Equipment | 1/2 ton Pickup Trucks | 1ea leased $2000 down & lease | 700/mnth | 6200 | 6200 | 0
|  |  |  | 2 1/2 ton flat bed truck w winch |  | $32M |  | 0 | 0
O&M Mobilization BudgetProcurement ExpensesVehicles & Mobile Equipment | O&M Mobilization Budget | Procurement Expenses | Vehicles & Mobile Equipment | 6 ton Forklift (outside) |  | $38M |  | 0 | 0
|  |  |  | 3 ton Forklift (warehouse) | 1ea leased $1000 down & lease | 500/mnth | 2000 | 2000 | 0
|  |  |  | 12 passenger Van w/o AC |  | $24M |  | 0 | 0
O&M Mobilization BudgetProcurement ExpensesVehicles & Mobile Equipment | O&M Mobilization Budget | Procurement Expenses | Vehicles & Mobile Equipment | 18 passenger Van w/o AC |  | $30M | 0 | 0 | 0
|  |  |  | Firefighting equipment | 1ea. extinguisher cart | $1M per | 1000 | 1000 | 0
|  |  |  | Backhoe/heavy equipment |  |  | 0 | 0 | 0
|  |  |  | Compressor water wash cart |  | $10M |  | 0 | 0
|  |  |  | 250 cfm Air Compressor (trailer mtd) |  | $16M |  | 0 | 0
|  |  |  | 400 amp welder(diesel drvr, trailer) |  | $11M |  | 0 | 0
O&M Mobilization BudgetProcurement ExpensesVehicles & Mobile Equipment | O&M Mobilization Budget | Procurement Expenses | Vehicles & Mobile Equipment | 8 ton Crane |  | $30M (used) |  | 0 | 0
|  |  |  | Crew Boats |  | $60M (used) | 0 | 0 | 0
|  |  |  | Switch engine |  | $300M | 0 | 0 | 0
|  |  |  | Maintenance cart |  |  | 2500
|  |  |  | Freight | 5% of cost |  | 460 | 460 | 0
O&M Mobilization BudgetProcurement ExpensesVehicles & Mobile Equipment Total | O&M Mobilization Budget | Procurement Expenses | Vehicles & Mobile Equipment | Basis: Purchasing Dept. |  | Sub-Total | 12160 | 9660 | 0
O&M Mobilization BudgetProcurement ExpensesWarehouse Furnishings & Equipment Title | O&M Mobilization Budget | Procurement Expenses | Warehouse Furnishings & Equipment | Warehouse Furnishings & Equipment
O&M Mobilization BudgetProcurement ExpensesWarehouse Furnishings & Equipment | O&M Mobilization Budget | Procurement Expenses | Warehouse Furnishings & Equipment | Bins/Racks/shelves | includes Lumber, nails, materials (to construct) |  | 9000 | 9000 | 0
O&M Mobilization BudgetProcurement ExpensesWarehouse Furnishings & Equipment | O&M Mobilization Budget | Procurement Expenses | Warehouse Furnishings & Equipment | Equipment/Tools | dollies, scales, carpenter tools, banding & labeling machines |  | 1500 | 1500 | 0
O&M Mobilization BudgetProcurement ExpensesWarehouse Furnishings & Equipment | O&M Mobilization Budget | Procurement Expenses | Warehouse Furnishings & Equipment | Furniture | tables, desks, chairs, file cabinets |  |  | 0 | 0
O&M Mobilization BudgetProcurement ExpensesWarehouse Furnishings & Equipment | O&M Mobilization Budget | Procurement Expenses | Warehouse Furnishings & Equipment | Miscellaneous Supplies |  |  | 1000 | 1000 | 0
|  |  |  | Freight | 5% of cost |  | 575 | 575 | 0
O&M Mobilization BudgetProcurement ExpensesWarehouse Furnishings & Equipment Total | O&M Mobilization Budget | Procurement Expenses | Warehouse Furnishings & Equipment |  |  | Sub-Total | 12075 | 12075 | 0
O&M Mobilization BudgetProcurement ExpensesLaboratory Equipment Title | O&M Mobilization Budget | Procurement Expenses | Laboratory Equipment | Laboratory Equipment
O&M Mobilization BudgetProcurement ExpensesLaboratory Equipment | O&M Mobilization Budget | Procurement Expenses | Laboratory Equipment | Laboratory Analyzers (pH, conductivity, spectrophotometer) |  |  | 3000 | 3000 | 0
|  |  |  | Glassware/Misc. Equipment (centrifuge, vacuum pump, PC,scale,oven) |  |  | 2000 | 2000 | 0
|  |  |  | Furniture, cabinets, benches, tables, refrigerator |  |  | 1000 | 1000 | 0
|  |  |  | Fuel Testing equipment | Gas Chromatogragh/Atomic Absorption |  |  | 0 | 0
|  |  |  | Freight | 5% of cost |  | 300 | 300 | 0
O&M Mobilization BudgetProcurement ExpensesLaboratory Equipment Total | O&M Mobilization Budget | Procurement Expenses | Laboratory Equipment | Basis: Rino Manzano ccMail dtd 8/8/96 |  | Sub-Total | 6300 | 6300 | 0
O&M Mobilization BudgetProcurement ExpensesShop Tools & Equipment Title | O&M Mobilization Budget | Procurement Expenses | Shop Tools & Equipment | Shop Tools & Equipment
O&M Mobilization BudgetProcurement ExpensesShop Tools & Equipment | O&M Mobilization Budget | Procurement Expenses | Shop Tools & Equipment | Mechanic Hand Tools | tool boxes | $1200 each | 1200 | 1200 | 0
O&M Mobilization BudgetProcurement ExpensesShop Tools & Equipment | O&M Mobilization Budget | Procurement Expenses | Shop Tools & Equipment | I/E Tech Hand Tools | tool boxes | $1500 each | 1500 | 1500 | 0
O&M Mobilization BudgetProcurement ExpensesShop Tools & Equipment | O&M Mobilization Budget | Procurement Expenses | Shop Tools & Equipment | Consumables (Cleaning, Mech. supplies, compounds, I&E supplies, hoses) |  | 8000 | 8000 | 8000 | 0
O&M Mobilization BudgetProcurement ExpensesShop Tools & Equipment | O&M Mobilization Budget | Procurement Expenses | Shop Tools & Equipment | Radios (Basis: Houston 2-way Radio - Motorola HC1000, 2 channels) |  | $1000 each | 4000 | 4000 | 0
|  |  |  | Radio Base |  | $1000 each | 1000 | 1000 | 0
O&M Mobilization BudgetProcurement ExpensesShop Tools & Equipment | O&M Mobilization Budget | Procurement Expenses | Shop Tools & Equipment | Mechanical Shop Tools & Equip. | High Pressure Hand Pump | $1200 each |  | 0 | 0
O&M Mobilization BudgetProcurement ExpensesShop Tools & Equipment | O&M Mobilization Budget | Procurement Expenses | Shop Tools & Equipment |  | Nordstrom Hyper Grease Gun 5 gal. | $3015 each |  | 0 | 0
O&M Mobilization BudgetProcurement ExpensesShop Tools & Equipment | O&M Mobilization Budget | Procurement Expenses | Shop Tools & Equipment |  | Rockwell Hand Held High Pressure Grease Gun | $960 each | 960 | 960 | 0
[5 empty] | Hydraulic Torque Wrench | $4000 each |  | 0 | 0
[5 empty] | Centrifugal Pump | $2500 each | 2500 | 2500 | 0
[5 empty] | Pneumatic diaphram pump | $1000 each | 1000 | 1000 | 0
[5 empty] | Bead Blaster | $1800 each |  | 0 | 0
O&M Mobilization BudgetProcurement ExpensesShop Tools & Equipment | O&M Mobilization Budget | Procurement Expenses | Shop Tools & Equipment |  | Sand Blaster | $900 each | 900 | 900 | 0
[5 empty] | Portable Air Compressor | $600 each | 600 | 600 | 0
[5 empty] | Hydraulic Press - 25 ton | $1400 each | 1400 | 1400 | 0
O&M Mobilization BudgetProcurement ExpensesShop Tools & Equipment Total | O&M Mobilization Budget | Procurement Expenses | Shop Tools & Equipment |  | Post Hole Digger | $1200 each |  | 0 | 0
O&M Mobilization BudgetProcurement ExpensesChemicals, Lubricants, Hydraulic Fluids Title | O&M Mobilization Budget | Procurement Expenses | Chemicals, Lubricants, Hydraulic Fluids |  | Steel Work Bench | $160 each | 160 | 160 | 0
O&M Mobilization BudgetProcurement ExpensesChemicals, Lubricants, Hydraulic Fluids | O&M Mobilization Budget | Procurement Expenses | Chemicals, Lubricants, Hydraulic Fluids |  | Employee Lockers | $250 each | 2000 | 2000 | 0
O&M Mobilization BudgetProcurement ExpensesChemicals, Lubricants, Hydraulic Fluids | O&M Mobilization Budget | Procurement Expenses | Chemicals, Lubricants, Hydraulic Fluids |  | Storage Cabinets | $300 each | 600 | 600 | 0
[5 empty] | Parts Washer | $1000 each | 1000 | 1000 | 0
[5 empty] | Bench Grinder | $400 each | 400 | 400 | 0
O&M Mobilization BudgetProcurement ExpensesChemicals, Lubricants, Hydraulic Fluids Total | O&M Mobilization Budget | Procurement Expenses | Chemicals, Lubricants, Hydraulic Fluids |  | Drill Press | $2375 each | 2375 | 2375 | 0
O&M Mobilization BudgetO&M Mobilization Fee Title | O&M Mobilization Budget | O&M Mobilization Fee |  |  | AC/DC Welder Generator | $3100 each | 3100 | 3100 | 0
O&M Mobilization BudgetO&M Mobilization Fee | O&M Mobilization Budget | O&M Mobilization Fee |  |  | Assortment Hammer Wrenches | $5000 each |  | 0 | 0
[5 empty] | Flange Spreader | $250 each | 250 | 250 | 0
[5 empty] | Hoists /Come-a-longs | $1000 each | 1000 | 1000 | 0
[5 empty] | Miscellaneous small hand tools | $5000 set | 5000 | 5000 | 0
O&M Mobilization BudgetO&M Mobilization Fee Total | O&M Mobilization Budget | O&M Mobilization Fee |  | I/E Shop Tools & Test Equipment | Gas Detector Calibration Kit | $500 each | 500 | 500 | 0
O&M Mobilization BudgetOwner Optional Items Title | O&M Mobilization Budget | Owner Optional Items |  |  | Flow, Press, & Temp Transmitter Communicators | $5000 set | 5000 | 5000 | 0
O&M Mobilization BudgetOwner Optional Items | O&M Mobilization Budget | Owner Optional Items |  |  | Digital Thickness Gauge | $1800 each | 1800 | 1800 | 0
[5 empty] | UV IR Portable Test Kit | $4000 each | 4000 | 4000 | 0
[5 empty] | IRD Vibration Meter | $8000 each | 8000 | 8000 | 0
[5 empty] | Fluke Digital Multimeter | $350 each | 700 | 700 | 0
O&M Mobilization BudgetOwner Optional Items Total | O&M Mobilization Budget | Owner Optional Items |  |  | Thermocoupler Calibrator | $950 each | 950 | 950 | 0
[5 empty] | Precision Pressure Calibrator | $5700 each | 5700 | 5700 | 0
[5 empty] | Simpson Multimeter | $300 each |  | 0 | 0
[5 empty] | RTD Calibrator | $700 each | 700 | 700 | 0
[5 empty] | Test Gauges 0 -1500 psig. | $1000 set | 1000 | 1000 | 0
[5 empty] | Gravitometer | $5850 each |  | 0 | 0
[5 empty] | PK Tester | $4065 each | 4065 | 4065 | 0
[5 empty] | Pipeline Locator | $3900 each |  | 0 | 0
|  |  |  | Test/Troubleshooting Equipment | Beta Engine Analyzer | $60,000 each |  | 0 | 0
O&M Mobilization BudgetCapital, Operating and BOP Spares (1998$) Title | O&M Mobilization Budget | Capital, Operating and BOP Spares (1996$) |  |  | Oscilloscope | $3000 each |  | 0 | 0
O&M Mobilization BudgetCapital, Operating and BOP Spares (1998$) | O&M Mobilization Budget | Capital, Operating and BOP Spares (1998$) |  |  | Bore Scope (probe, light source and photo) | $15,000 each |  | 0 | 0
[5 empty] | Combustible Gas Detector | $1795 each | 1795 | 1795 | 0
[8 empty] | 0 | 0
|  |  |  | Freight | 5% |  | 3657.75 | 3657.75 | 0
O&M Mobilization BudgetCapital, Operating and BOP Spares (1998$) Total | O&M Mobilization Budget | Capital, Operating and BOP Spares (1998$)
[6 empty] | Sub-Total | 76812.75 | 76812.75
Chemicals, Lubricants, Hydraulic Fluids
|  |  |  | Warehouse Stock | 1month's worth x chemicals |  | 10000 | 10000 | 0
[8 empty] | 0 | 0
|  |  |  | Freight | 5% of cost (included above) |  | 500 | 500 | 0
[6 empty] | Sub-Total | 10500 | 10500 | 0
O&M Mobilization Fee
|  |  |  | Fixed Fee |  |  | 250000 | 250000 | 0
[8 empty] | 0 | 0
[8 empty] | 0 | 0
[6 empty] | Sub-Total | 250000 | 250000 | 0
Operator Overhead Charge (G&A)
|  |  |  | Included in the "Benefits" calculations |  |  |  | 0 | 0
[8 empty] | 0 | 0
[8 empty] | 0 | 0
[6 empty] | Sub-Total |  | 0 | 0
Commercial Office Mobilization
|  |  |  | Within the Owner's scope |  |  | 0 | 0 | 0
[6 empty] | Sub-Total | 0 | 0 | 0
Owners' Engineer
|  |  |  | Within the Owner's scope |  |  | NA | NA | #VALUE!
[6 empty] | Sub-Total | NA | 0 | #VALUE!
Capital, Operating and BOP Spares
|  |  |  | LM6000PC package spares |  |  | 1300000 | 1300000 | 0
|  |  |  | BOP |  |  | 25000 | 25000 | 0
|  |  |  | Freight & Insurance |  |  | 16562.5 | 16562.5 | 0
[8 empty] | 0 | 0
[6 empty] | Sub-Total | 1341562.5 | 1341562.5 | 0

## O&M_Estimate
Plano, Illinois 6 x LM6000 Power Project, Rev 0
Commercial Operations O&M Estimate
2000 US $
|  |  |  | 3 YEAR | 20 YEAR
|  | Year 1 | Years 2+ | AVERAGE | AVERAGE
Payroll & Burden |  | 723989.4498 | 723989.4498 | 723989.4498 | 723989.4498 | Fixed
Administration and Operations Expenses
| Employee Expenses | 25750 | 25750 | 25750 | 25750
| Permanent Contract Labor | 30900 | 30900 | 30900 | 30900
| Environmental Expense | 74500 | 74500 | 74500 | 74500
| Safety Expense | 10000 | 10000 | 10000 | 10000
| Buildings & Grounds | 17719.5846 | 17719.5846 | 17719.5846 | 17719.5846
| Other Supplies & Expenses | 56580 | 56580 | 56580 | 56580
| Communications | 9960 | 9960 | 9960 | 9960
| Insurance | 4537.1914 | 4537.1914 | 4537.1914 | 4537.1914
| Control Room/Laboratory Expenses | 5490 | 5490 | 5490 | 5490
| Operations Support (Year 1 Only) | 15250 | 0 | 5083.3333 | 762.5 |  | Makeup to Reverse Osmosis |  | 216 gpm
[7 empty] | Makeup to Cooling Tower |  | 192 gpm
| Total Administration & Operations Expenses | 250686.776 | 235436.776 | 240520.1093 | 236199.276 | Fixed | Service Water |  | 10 gpm
[7 empty] | Potable Water |  | 2 gpm
Water Costs |  |  | 0 | 0 | 0 | Variable | Blowdown from CoolingTower |  | 41 gpm
Chemicals |  | 108279.9 | 108279.9 | 108279.9 | 108279.9 | Variable
Wastewater Costs |  |  | 0 | 0 | 0 | Variable
[7 empty] | Supply | Waste
Maintenance Expenses | [6 empty] | 420 | 41 gpm
| Painting | 13541.1673 | 54164.669 | 40623.5018 | 52133.494 |  | 49140000 | 4797000
| Instruments & Controls | 10504.6875 | 21009.375 | 17507.8125 | 20484.1406
| Water Treatment System | 4673.0875 | 9346.1751 | 7788.4792 | 9112.5207
| Cooling System & Chillers | 43110.2404 | 86220.4808 | 71850.4007 | 84064.9688
| Electrical/Substation/Interconnects | 40970.8774 | 81941.7548 | 68284.7956 | 79893.2109
| Gas Turbines (excluding overhaul maint.) | 170565 | 341130 | 284275 | 332601.75
| Selective Catalytic Reduction & Ammonia System | 0 | 0 | 0 | 0
| Steam Turbine (including Scheduled Maint.) | 0 | 0 | 0 | 0
| Potable Water System | 959.6875 | 1919.375 | 1599.4792 | 1871.3906
| Fuel Handling & Compression System | 16296.875 | 32593.75 | 27161.4583 | 31778.9062
| Miscellaneous Maintenance Expense | 121906.25 | 121906.25 | 121906.25 | 121906.25
| Total Maintenance | 422527.8726 | 750231.8297 | 640997.1773 | 733846.6319 | 75% Fixed / 25% Variable
Sustaining Capital Expenses |  | 22479.025 | 22479.025 | 22479.025 | 22479.025 | Fixed
Contingency |  | 0 | 0 | 0 | 0
Total O&M Expenses (excl GT Scheduled Maint. Program) |  | 1527963.0234 | 1840416.9805 | 1736265.6615 | 1824794.2827
GT Scheduled Major Maintenance ($/fired hour for 20 Yr term) |  | 39.25 |  |  |  | Variable
SCR Catalyst Replacement Accrual ($/fired hour) | [5 empty] | Variable
GT Lease Program Annual Membership (1 unit) | [5 empty] | Fixed
Housing Colony Operating Expenses |  | NA | NA
Commercial Office Expenses |  | NA | NA | NA | NA
O&M Annual Operating Fee |  | 300000 | 300000 | 300000 | 300000 | Fixed

## Plt_Staff
Plano, Illinois 6 x LM6000 Power Project, Rev 0
Commercial Operations Staffing Plan
(US$)
|  | INDIVIDUAL |  | ANNUAL | TOTAL ANNUAL | TOTAL ANNUAL
| STAFFING | SALARY | HOURLY RATE | HOURS | SALARY & WAGES | BENEFITS | TOTAL
PLANT MANAGER | 1 | 85280 |  | 2080 | 85280 | 49923.472 | 135203.472
CLERK | 1
Straight Time |  |  | 14.25 | 2080 | 29640 | 20801.496 | 50441.496
Over time |  |  | 21.375 | 104 | 2223 | 874.5282 | 3097.5282
O&M SUPERVISOR | 0
O&M TECHNICIAN III | 2
Straight Time |  |  | 27 | 2080 | 112320 | 69364.128 | 181684.128
Over time |  |  | 40.5 | 416 | 33696 | 13256.0064 | 46952.0064
O&M TECHNICIAN II | 3
Straight Time |  |  | 24 | 2080 | 149760 | 94248.144 | 244008.144
Over time |  |  | 36 | 416 | 44928 | 17674.6752 | 62602.6752
TOTAL | 7 |  |  |  | 457847 | 266142.4498 | 723989.4498
1. Benefits amounts includes Operator G&A allocation.
2. Assumes that Operators will be on 5 days/week shifts of 10 hrs/day during peak and 8 hrs/day during off-peak. No weekend coverage planned.

## Pay & Benefits Calculations
Plano, Illinois 6 x LM6000 Power Project, Rev 0
Pay & Benefits Calculations
POSITIONS | ANNUAL* | Annual
| SALARY | Hours
| IN US $ | 2080
PLANT MANAGER | 135203.472
MAINTENANCE MANAGER | 127159.92
PURCHASING / WAREHOUSE | 84504.72
CLERK | 50441.496
PLANT SUPERVISOR | 104308.92
TECHNICIAN III | 90842.064
TECHNICIAN II | 81336.048
Straight Time Domestic Rates
Employee Cost Breakdown
[12 empty] | Mobilization Period |  |  | Operating Period
[5 empty] | Monthly | [6 empty] | Quantity | Hours | Total | Quantity | Hours | Total
| Base | Payroll | Workers |  | Group | General | Cash
Position or | Hourly | Tax | Comp. | O/H | Ins. | Liability | Balance | ESOP | 401(k) | Burdened | Base
Employee Name | Rate | Burdens | Ins. | Alloc. | Prem. | Ins. |  |  |  | Total | Annual
|  | 14.34% | 0% | 25% | 440.66 | 0% | 5% | 5% | 3% |  | Salary
Administration
Plant Manager | 41 | 5.8794 | 0 | 10.25 | 2.5423 | 0 | 2.05 | 2.05 | 1.23 | 65.0017 | 85280 | 1 | 960 | 62401.6025 | 1 | 2080 | 135203.472
Maintenance Manager | 38.4615 | 5.5154 | 0 | 9.6154 | 2.5423 | 0 | 1.9231 | 1.9231 | 1.1538 | 61.1346 | 80000 |  | 1120 | 0 |  |  | 0
Purchasing / Warehouse | 25 | 3.585 | 0 | 6.25 | 2.5423 | 0 | 1.25 | 1.25 | 0.75 | 40.6273 | 52000 |  | 1120 | 0 |  |  | 0
Clerk | 14.25 | 2.0434 | 0 | 3.5625 | 2.5423 | 0 | 0.7125 | 0.7125 | 0.4275 | 24.2507 | 29640 | 1 | 800 | 19400.5754 | 1 | 2080 | 50441.496
Operations & Maint.
Supervisor | 31.25 | 4.4813 | 0 | 7.8125 | 2.5423 | 0 | 1.5625 | 1.5625 | 0.9375 | 50.1485 | 65000 |  |  | 0 |  |  | 0
O&M TECHNICIAN III | 27 | 3.8718 | 0 | 6.75 | 2.5423 | 0 | 1.35 | 1.35 | 0.81 | 43.6741 | 56160 | 2 | 480 | 41927.1065 | 2 | 2080 | 181684.128
O&M TECHNICIAN II | 24 | 3.4416 | 0 | 6 | 2.5423 | 0 | 1.2 | 1.2 | 0.72 | 39.1039 | 49920 | 3 | 480 | 56309.5717 | 3 | 2080 | 244008.144
Over Time Domestic Rates
Employee Cost Breakdown
| Base | Payroll | Workers |  | Group | General
Position or | Hourly | Tax | Comp. | O/H | Ins. | Liability | Pension | ESOP | 401(k) | Burdened
Employee Name | Rate | Burdens | Ins. | Alloc. | Prem. | Ins. |  |  |  | Total
|  | 14.34% | 0% | 25% | 0 | 0% | 5% | 0% | 0%
Administration
Plant Manager | 61.5 | 8.8191 | 0 | 15.375 | 0 | 0 |  |  |  | 85.6941 |  | 1 | 0 | 0 | 1 | 0 | 0
Maintenance Manager | 57.6923 | 8.2731 | 0 | 14.4231 | 0 | 0 |  |  |  | 80.3885 |  |  |  | 0 |  |  | 0
Purchasing / Warehouse | 37.5 | 5.3775 | 0 | 9.375 | 0 | 0 |  |  |  | 52.2525 |  |  |  | 0 |  |  | 0
Clerk | 21.375 | 3.0652 | 0 | 5.3438 | 0 | 0 |  |  |  | 29.7839 |  | 1 | 40 | 1191.357 | 1 | 104 | 3097.5282
Operations & Maint.
Supervisor | 46.875 | 6.7219 | 0 | 11.7188 | 0 | 0 |  |  |  | 65.3156 |  |  |  | 0 |  |  | 0
O&M TECHNICIAN III | 40.5 | 5.8077 | 0 | 10.125 | 0 | 0 |  |  |  | 56.4327 |  | 2 | 96 | 10835.0784 | 2 | 416 | 46952.0064
O&M TECHNICIAN II | 36 | 5.1624 | 0 | 9 | 0 | 0 |  |  |  | 50.1624 |  | 3 | 96 | 14446.7712 | 3 | 416 | 62602.6752
[13 empty] | Totals | 206512.0626 |  |  | 723989.4498
Note on O28: EI: 6 months
Note on O31: EI: 5 months
Note on O34: EI: 3 months
Note on O35: EI: 3 months
Note on O49: EI: 5% overtime
Note on O52: EI: 20% overtime
Note on O53: EI: 20% overtime
Note on R49: EI: 5% overtime assumed
Note on R52: EI: 20% overtime assumed
Note on R53: EI: 20% overtime assumed

## O&M_Backup
Line Item | Detail/Basis |  | Total (US $) | Calculation and Note Area
Plano, Illinois 6 x LM6000 Power Project, Rev 0
O&M Estimate Backup/Detail
Payroll & Burden (Total over project life)
| See detailed sheet |  | 723989.4498
0
0
0
Basis: HR data |  | Sub-Total | 723989.4498
Employee Expenses
Travel Expenses/Overtime Meals | 6 x $1,000/trip + 30 days x $150/day |  | 10500
Conferences/Training | 6 x $1500 each |  | 9000
Fees & Dues |  |  | 1000
Employees Expense | $250/month |  | 3000
Entertainment Expense | $150/employee |  | 1050
Recruiting |  |  | 1200
Basis: OEC experience |  | Sub-Total | 25750
Permanent Contract Labor
Purchasing Support | $43/hr x 300 hrs/yr |  | 12900
Janitorial | $800/month x 12 months |  | 9600
Groundskeeping/Landscaping | $400/month x 12 months |  | 4800
Uniform Services | $300/month x 12 months |  | 3600
Lab Services | costs shown in Lab Expenses category
Basis: |  | Sub-Total | 30900
Environmental Expense
Training/Awards |  |  | 2500
Permits | RATA testing |  | 30000
Materials & Supplies | Calibration/test gases |  | 30000
Technical/Professional Services | 2 trip x $1M/trip + 4 days perdiem x $125/day |  | 2500
Technical/Professional Services | 80 manhrs x $75/hr (audit) | covered in O/H | 0
Other Outside Services |  |  | 0
Non-Hazardous Waste Handling |  |  | 7500
Other |  |  | 2000
Basis: OEC experience |  | Sub-Total | 74500
Safety Expense
Training/Awards |  |  | 2500
Permits
Company Membership & Dues |  |  | 1000
Routine Safety Supplies |  |  | 4000
Technical/Professional Services | 2 x $1M/trip + 4 days perdiem x $125/day |  | 2500
Technical/Professional Services | Labor covered in O/H
Safety Equipment Rentals
Basis: OEC experience |  | Sub-Total | 10000
Buildings & Grounds
HVAC | Scaled on MW |  | 17719.5846
Building repairs & painting | $22,900 x (270MW/414MW)^.6
Road repairs
Technical/Professional Services
Outside services Contract labor
Equipment Rentals
Other Rents
Supplies
Basis: Tx City/Clear Lake experience |  | Sub-Total | 17719.5846
Other Supplies & Expenses
Office Supplies & Expenses | $500/month x 12 months |  | 6000
Postage & Express Mail | $250/month x 12 months |  | 3000
Outside Services Contract Labor | 120 hrs x $12/hr |  | 1440
Technical/Professional Services | Misc services at 40 hrs x $100/hr |  | 4000
Legal | Home office support covered in overheads |  | 0
Accounting | Home office support covered in overheads |  | 0
Office Equipment Maint. |  |  | 1200
Tax | Home office support covered in overheads |  | 0
Regional Mgmt Support | 4 trips x $1000/trip + 8 days perdiem x $150/day |  | 5200
Uniform services
Regulatory | Owner's scope |  | 0
Janitorial
Other Outside Services | Garbage & Trash |  | 3000
Office Equipment Rental |  |  | 1200
Other Rents |  |  | 2000
Radio parts/repair | 50% of Subic |  | 1800
PC Hardware (purchase) | Same as Subic for items < $1000, otherwise in Sus. Capital |  | 1000
PC Software | 1 CMMS licenses @ $750 ea.+ upgrades |  | 1500
PC Hardware Rental/Lease
PC Maintenance |  |  | 2000
Misc Freight Expenses |  |  | 2200
Utilities (office water, power, gas) | Assumed in Plant's House Load |  | 0
Public relations/Contributions |  |  | 2500
Boat maintenance/repair |  |  | 0
Vehicle & mobile equipment Lease | 2 x $600/month x 12 months/yr |  | 14400
Vehicle maintenance/repair | $500/vehicle/year |  | 1000
Vehicle fuel | see detail below |  | 3140
Boat fuel | na |  | 0
|  | Sub-Total | 56580
Communications
Phone service | $500/month x 12 months |  | 6000
Cellular phone service | 1 phones x $300/month |  | 3600
Pagers | 6 x $5/month x 12 months |  | 360
|  | Sub-Total | 9960
Insurance
Worker's Compensation | $200/employee |  | 1400
Auto Liability | $400/yr/licensed vehicle |  | 400
3rd Party/General Liability | 0.15% of Total Expenses |  | 2737.1914 | 0.0015 | Insurance costs per Paul Clayton
Basis: Enron Risk Mgmt |  | Sub-Total | 4537.1914
Control Room/Laboratory Expenses
Technical/Professional Services | Lab analysis monthly, annual, etc |  | 2400
Reagents & Supplies |  |  | 2000
Rental Equipment
Analyzer Repairs |  |  | 1000
Contract Labor/Temporaries
Other Outside Services
Freight | 5% of 75% of total |  | 90
Basis: OEC/Vineland Experience |  | Sub-Total | 5490
Operations Support (Year 1 Only)
Operations Support Personnel | 1ea.x$350/dayx30days (includes benefits) |  | 10500
Per diem | 1ea.x$125/dayx30days |  | 3750
Home leave, travel | 1ea.x$1000 trip x 1trips (coach class) |  | 1000
Tax Protection (over 6 months) | n/a |  | 0
Ops engineer for 1 month to aid in Initial Operating Period |  | Sub-Total | 15250
Chemicals & Water Treatment
Technical/Professional Services |  |  | 0
Demin Acid/Caustic |  |  | 1870
Trailer Leasing Mixed Beds | $0.30/Mgal x 6GTs x 60 gal/min/gt x 60min/hr x 1800 hrs/yr |  | 11664
Resin Replacement
CT Chemicals | assume at 2 cycles, ground water makeup |  | 31726
Boiler Chemicals
Desal RO Chemicals & Membrane replacement |  |  | 41578
Potable Water Chemicals | n/a
SCR Ammonia usage | 46 lbs/hr/gt x 4 gts x 1300 hrs/year x $0.2/lb |  | 0
Hydrogen (generators) | Assume air cooled
Waste Water Treatment |  |  | 2000
GT Water Wash Detergent | 4 drums / year |  | 15000
freight | 5% of total |  | 4441.9
Basis: source is 1000 ppm TDS ground water; CT flow 51000 gpm; range 10 deg F |  | Sub-Total | 108279.9
Painting
Paint & Materials | $70,000 x (270/414)^.6 |  | 54164.669
Technical/Professional Services | Scaled on MW
Outside Contract Services
Equipment rental
Miscellaneous
Basis: 13 years of Actuals from Tx City/Clear Lake Plants |  | Sub-Total | 54164.669
Instruments & Controls
Repair Parts | $3,375/yr x 6 | fixed | 20250
Outside Repair Services
Technical/Professional Services
Outside Contract Services
Equipment rental
Miscellaneous
Freight | 5% of 75% of total |  | 759.375
Basis: Vineland, NJ experience (1 x LM6000) |  | Sub-Total | 21009.375
Water Treatment System
Repair Parts | $9,816 x (156 kpph/180 kpph)^.6 x 2,500hrs/2,500hrs |  | 9008.3615 | 155376
Outside Repair Services | scaled on throughput and hrs of operation
Technical/Professional Services
Outside Contract Labor | The mixed beds are leased
Equipment rental
Miscellaneous
Freight | 5% of 75% of total |  | 337.8136
Basis: Vineland, NJ experience (1 x LM6000) |  | Sub-Total | 9346.1751
Cooling System & Chillers
Repair Parts | Scaled on plant size |  | 83104.0779
Outside Repair Services | $179,000 x (270MW/414MW)^.6 x 60%
Technical/Professional Services | multiplied by factor of 60% due to no STG at this plant
Outside Contract Labor
Equipment rental
Miscellaneous
Freight | 5% of 75% of total |  | 3116.4029
Basis: 13 years of Actuals from Tx City/Clear Lake Plants |  | Sub-Total | 86220.4808
Electrical/Substation/Interconnects
Repair Parts | Scaled on generator MW and # generators |  | 81493.5403
Electric Meter Calibration & Testing | Scaled cost = Labor Cost + Materials Cost
Outside Repair Services | Labor cost (25% of total) = 25% x $94,000
Technical/Professional Services | Material Cost (75% of total) = 75% x $94,000 x (1gens/4.5gens)
Outside Contract Labor | x (46.5MW/104MW)^0.6
Equipment rental
Miscellaneous
Freight | 5% of 11% of total |  | 448.2145
Basis: 13 years of Actuals from Tx City/Clear Lake Plants |  | Sub-Total | 81941.7548
Gas Turbines (excluding overhaul maint.)
Repair Parts | $35,000 x 6 | fixed | 210000
Outside Repair Services | $22,000/gt x 1800hrs/2000 hrs x 6 gts | variable | 118800
Technical/Professional Services | preventive and corrective maintenance, to include
Outside Contract Labor | semi-annual boroscope, calibration & inspection by AE staff
Equipment rental | assumed to cover a few routine TIL installations each year |  |  | .
Miscellaneous | Does not include a membership into the Lease Engine Program
Freight | 5% of 75% of total |  | 12330
Basis: Vineland, NJ experience (1 x LM6000 avg annual maint = $57,000 @ 2000 hrs) |  | Sub-Total | 341130
Selective Catalytic Reduction & Ammonia System
HRSG |  |  | 0 | 69750.5052
Chemical Feed system | $3500/yr x 8700hrs/2500 hrs |  | 0
Condensate system |  |  | 0
feedwater system | NOT IN SCOPE OF WORK |  | 0
Steam distribution system |  |  | 0
Auxiliary boiler | Assuming minimal usage each year |  | 0
SCR + Ammonia system | 2% of cost $1,200,000/unit x 6 units |  | 0
Freight |  |  | 0
Basis: OEC Vineland Experience |  | Sub-Total | 0
Steam Turbine (including Scheduled Maint.)
Non-scheduled maint. parts/repairs |  |  | 0
Outside Repair Services
Technical/Professional Services
Scheduled Maint.
Equipment rental
Miscellaneous | NOT IN SCOPE OF WORK
Auxiliary Parts
Freight |  |  | 0
|  | Sub-Total | 0
Potable Water System
Repair Parts |  |  | 1850
Outside Repair Services
Technical/Professional Services
Outside Contract Labor
Equipment rental
Miscellaneous
Freight |  |  | 69.375
Basis: OEC Vineland Experience |  | Sub-Total | 1919.375
Fuel Handling & Compression System
Repair Parts | system, metering, valves, piping |  | 2500
Outside Repair Services | Gas compression/yr |  | 30000
Technical/Professional Services
Outside Contract Labor
Equipment rental
Miscellaneous
Freight |  |  | 93.75
Basis: Vineland, NJ experience |  | Sub-Total | 32593.75
Miscellaneous Maintenance Expense
Warehouse Supplies |  |  | 20000
Vehicle Fuel/Gasoline
Vehicle Repairs & Maintenance
Vehicle Lease
Equipment/tools rental |  |  | 6000
Lubricants/Turbine Oil/Grease/Compounds |  |  | 30000
Tools & Tool Repair |  |  | 11000
Maint. Materials & Supplies |  |  | 31000
CEMS maint |  |  | 10000
Fire Protection System |  |  | 4000
Wastewater System |  |  | 5000
Instrument Air system |  |  | 500
Radio Parts and repairs
BOP Repairs
Hydrogen
Freight | 5% of 75% of total |  | 4406.25
Basis: OEC Vineland Experience |  | Sub-Total | 121906.25 | 738197.7297
O&M Annual Fee
Fixed Fee |  |  | 300000
|  | Sub-Total | 300000
Operator Overhead Charge (G&A)
This is included in benefits loading under payroll
0%
|  | Sub-Total | 0%
Major Equipment Maintenance Program (20 year total)
8478000
| $/Fired Hr for 20 year term is calculated as: | 39.25
| Maintenance Accrual should be: | 56.52
|  | Sub-Total | 8478000
Commercial Office Expenses
Administrative/Technical |  |  | 0
NOT IN SCOPE OF WORK
Basis: |  | Sub-Total | 0
Sustaining Project Expenses
| 10% of procurement items |  | 22479.025
Basis: Eval team concensus |  | Sub-Total | 22479.025
Vehicular Fuel Usage
1 Trucks:
1 x gal/15 miles x $1.3/gal x 30,000 miles/yr |  |  | 2600
0 Van & 1 Flat-bed Truck:
2 x gal/ 10 miles x $1.5/gal x 20 miles/day x 365 days/year |  |  | 0
1 Forklifts:
1 x 2 gal/hr x $1.5/gal x 1 hr/day x 180 days/yr |  |  | 540
0 Crane:
5 gal/hr x $1.5/gal x 40 days/yr x 8 hours/day |  |  | 0
0 Crew Boats:
20 gal/hr x 1hr/30 miles x 30 miles x 2rd trips/d x365 days/yr x $1.5/gal x 2.0 (idle factor) |  |  | 0
THESE COSTS ARE ALREADY INCLUDED ABOVE IN "OFFICE SUPPLIES/EXPENSES"
Basis: |  | Sub-Total | 3140
Note:
1/ Fixed Maintenance costs are assumed to be 50% parts, 25% labor, 25% consumables.
0..

## LM6000PC_MMR_Gas
Plano, Illinois 6 x LM6000 Power Project, Rev 0
GE LM6000 - Major Maintenance Reserve
Gas Fired Operation |  |  |  |  | Project Life |  | 20 | Years
Lease Club Membership Fees Not Included | [6 empty] | 8478000 | total cost
[7 empty] | 1413000 | cost per engine
Total Number of Installed Units |  |  | 6 |  |  |  | 70650 | cost per year per engine
[7 empty] | 39.25 | cost per FIRED hour per engine
Inputs
Annual Lease Club Fees |  |  | 0 | per engine |  |  | $201,368 for LM6000 DLE (PD) & 20% increase for liquid fuel operation
Lease Engine Usage Fee |  |  | 83650 | per week (1-26 weeks) |  |  | 50,000 hour engine refurbishment assumes 16 week usage of lease engine
Preventative Maintenance |  |  | 0 | per year |  |  | Semi-Annual Preventative Maintenance included in annual O&M
Hot Section Refurbishment / 24,000 hrs |  |  | 1403000 | per GT |  |  | Rotable exchange for the hot section
Engine Refurbishment / 50,000 hrs |  |  | 3000000 | per GT |  |  | Depot level repair
Labor & Engineering / Hot Section |  |  | 10000 |  |  |  | Misc rentals, Freight, Travel & diem for GE personnel
Labor & Engineering / Major |  |  | 25000 |  |  |  | Misc rentals, Freight, Travel & diem for GE personnel
Dispatch |  | 1800 | Fired hrs/yr
Year | 0 | 1 | 2 | 3 | 4 | 5 | 6 | 7 | 8 | 9 | 10 | 11 | 12 | 13 | 14 | 15 | 16 | 17 | 18 | 19 | 20
Hours (EOY) |  | 1800 | 3600 | 5400 | 7200 | 9000 | 10800 | 12600 | 14400 | 16200 | 18000 | 19800 | 21600 | 23400 | 25200 | 27000 | 28800 | 30600 | 32400 | 34200 | 36000
Maint Inspection (C, H or M) | [14 empty] | H
Comb., Hot Sec & Major Maint. Cost | 0 | 0 | 0 | 0 | 0 | 0 | 0 | 0 | 0 | 0 | 0 | 0 | 0 | 0 | 8418000 | 0 | 0 | 0 | 0 | 0 | 0
Preventative Miantenance |  | 0 | 0 | 0 | 0 | 0 | 0 | 0 | 0 | 0 | 0 | 0 | 0 | 0 | 0 | 0 | 0 | 0 | 0 | 0 | 0
Labor & Engineering | 0 | 0 | 0 | 0 | 0 | 0 | 0 | 0 | 0 | 0 | 0 | 0 | 0 | 0 | 60000 | 0 | 0 | 0 | 0 | 0 | 0
Lease Program |  | 0 | 0 | 0 | 0 | 0 | 0 | 0 | 0 | 0 | 0 | 0 | 0 | 0 | 0 | 0 | 0 | 0 | 0 | 0 | 0
Lease Engine Usage Fee | 0 | 0 | 0 | 0 | 0 | 0 | 0 | 0 | 0 | 0 | 0 | 0 | 0 | 0 | 0 | 0 | 0 | 0 | 0 | 0 | 0
Yearly Totals | 0 | 0 | 0 | 0 | 0 | 0 | 0 | 0 | 0 | 0 | 0 | 0 | 0 | 0 | 8478000 | 0 | 0 | 0 | 0 | 0 | 0 | 8478000
Assumptions:
1. Hot Gas Path inspection conducted at 25,000 fired hour intervals and Major at 50,000 hour intervals.
2. Pricing in 2000 USD. Does not include escalation beyond that.
3. Assumes that Owner will not enter the Lease Engine Membership program.
4. Maintenance and lease costs from George Graham/GE Mar 2000 e-mail.
BASE LOAD CASE
Gas Fired Operation |  |  |  |  | Project Life |  | 20 | Years
Lease Club Membership Fees Included | [6 empty] | 85316400 | total cost
[7 empty] | 14219400 | cost per engine
Total Number of Installed Units |  |  | 1 |  |  |  | 710970 | cost per year
[7 empty] | 88.8713 | cost per FIRED hour
Inputs
Annual Lease Club Fees |  |  | 0 | per engine |  |  | $201,368 for LM6000 DLE (PD) & 20% increase for liquid fuel operation
Lease Engine Usage Fee |  |  | 23900 | per week (1-26 weeks) |  |  | 48,000 hour engine refurbishment assumes assumes 12 week usage of lease engine
Preventative Maintenance |  |  | 0 | per year |  |  | Semi-Annual Preventative Maintenance
Hot Section Refurbishment / 24,000 hrs |  |  | 1403000 | per GT | (rotable exchnage) |  | excludes DLE adder
Engine Refurbishment / 48,000 hrs |  |  | 3000000 | per GT |  |  | excluding 20% adder for DLN
Labor & Engineering / Hot Section |  |  | 25000 |  |  |  | Travel & diem for GE personnel
Labor & Engineering / Major |  |  | 25000 |  |  |  | Travel & diem for GE personnel
Dispatch |  | 8000 | Fired hrs/yr
Year | 0 | 1 | 2 | 3 | 4 | 5 | 6 | 7 | 8 | 9 | 10 | 11 | 12 | 13 | 14 | 15 | 16 | 17 | 18 | 19 | 20
Hours (EOY) |  | 8000 | 16000 | 24000 | 32000 | 40000 | 48000 | 56000 | 64000 | 72000 | 80000 | 88000 | 96000 | 104000 | 112000 | 120000 | 128000 | 136000 | 144000 | 152000 | 160000
Maint Inspection (H or M) |  |  |  | H |  |  | M |  |  |  | H |  | M |  |  | H |  |  | M
Hot Sec & Major Maint. | 0 | 0 | 0 | 8418000 | 0 | 0 | 18000000 | 0 | 0 | 0 | 8418000 | 0 | 18000000 | 0 | 0 | 8418000 | 0 | 0 | 18000000 | 0 | 0
Preventative Miantenance |  | 0 | 0 | 0 | 0 | 0 | 0 | 0 | 0 | 0 | 0 | 0 | 0 | 0 | 0 | 0 | 0 | 0 | 0 | 0 | 0
Labor & Engineering | 0 | 0 | 0 | 150000 | 0 | 0 | 150000 | 0 | 0 | 0 | 150000 | 0 | 150000 | 0 | 0 | 150000 | 0 | 0 | 150000 | 0 | 0
Lease Program |  | 0 | 0 | 0 | 0 | 0 | 0 | 0 | 0 | 0 | 0 | 0 | 0 | 0 | 0 | 0 | 0 | 0 | 0 | 0 | 0
Lease Engine Usage Fee | 0 | 0 | 0 | 0 | 0 | 0 | 1720800 | 0 | 0 | 0 | 0 | 0 | 1720800 | 0 | 0 | 0 | 0 | 0 | 1720800 | 0 | 0
| 0 | 0 | 0 | 8568000 | 0 | 0 | 19870800 | 0 | 0 | 0 | 8568000 | 0 | 19870800 | 0 | 0 | 8568000 | 0 | 0 | 19870800 | 0 | 0
|  | 0 | 0 | 8568000 | 8568000 | 8568000 | 28438800 | 28438800 | 28438800 | 28438800 | 37006800 | 37006800 | 56877600 | 56877600 | 56877600 | 65445600 | 65445600 | 65445600 | 85316400 | 85316400 | 85316400
Assumptions:
1. Hot Gas Path inspection conducted at 25,000 fired hour intervals.
2. Major inspection conducted at 50,000 fired hour intervals.
3. Maintenance and lease costs from George Graham/Stewart & Stevenson 12/10/99 e-mail.