## Notes
NOTES
1 | The model shows only an example of the economics for a LM6000 project. Please modify the model for the specific transaction
you are trying to model (Please see the contact list below)
2 | Please double check the model/pages before sending out to clients as certain information/comment cells/notes etc. may be too detailed to be disclosed
3 | All yellow shaded cells are required input cells
4 | Turbine carrying cost are based on assumptions on the WestLB Structure, the numbers may change after 03/15/00
5 | The dispatch template is attached. Please check with Jim Simpson for the required inputs
SOURCES
Source
1 | Federal Tax, Franchise Tax, Sales & Used Tax, NOL |  |  | Patrick Maloy
calculations
2 | 15 year MACRS |  |  | Patrick Maloy
3 | Book Depreciation |  |  | Use GenCo assumption as per Jody Pierce
4 | Fin Fan Cooler |  |  | Bernstein's cost model, calculated by Bruce Golden
5 | No Capacity Degradation for LM 6000 Peaker model |  |  | Bruce Golden
6 | Spread Option Model |  |  | Jim Simpson
7 | Estimated drawdown schedule |  |  | Bruce Golden
8 | Property Tax, State Tax |  |  | Jim Curry
9 | Heat Rate Degradation |  |  | Bruce Golden
CONTACTS
| Subjects | Contacts | Extension
| Model | Clement Lau | x 3-9446
|  | Ben Rogers | x 3-7998
| Turbine/Technical Info | Doug Sewell | x 3-6337
| Engineers | Mike Coleman | x 6-6385
|  | Bruce Golden | x 6-6063
|  | Chris Booth | x 6-7089
| O&M | Scot Chambers | x 6-8371
| Spread Option Model | Jim Simpson | x 3-7202
| Accounting | Jody Pierce | x 5-7405
| Federal Tax, misc. Tax | Mike Fredell | x 3-7022
|  | Matt Gockerman | x 3-3979
|  | Patrick Maloy | x 3-6174
| State/Property Tax | Warren Schick | x 3-0689
|  | Jim Curry | x 3-6367

## Tracking Sheet
PROJECT NAME: Homestead, Florida
TRACKING SHEET
| EQUITY IRR WITH NO | DSCR
| RESIDUAL VALUE | MIN | AVG.
Current | 12.53% | 1.3 | 1.3702
Track Changes | 12.53% | 1.3 | 1.3702

## Assumptions
Unhide Sub Debt, 1999 Columns
PROJECT NAME: Homestead, Florida
Simple Cycle Scenario
ASSUMPTIONS & SUMMARY OUTPUT
SOURCES & USES: |  |  |  | PROJECT DESCRIPTION: |  |  |  | OPERATING COSTS ASSUMPTIONS (FROM ENGINEERS/ASSET MANAGEMENT): |  |  |  | Fuel | Capacity $ | VOM | Residual Value | Capacity | Chillers | Compressor | Debt
[8 empty] | (1st year Annualized) |  |  |  | Index | Base | Pass-through | EBITDA Exit Multiple | ISO | Yes | Yes | Bank LT Debt
Sources of Funds | % | 000 $ | $/kW | Type of Turbine |  | LM6000 | [5 empty] | Fixed | Low | Not Pass-through | % of Project Cost | 95 degrees | No | No | Capital Market
Total Equity | 30% | 45758.106 | 167.6121 | Cost Per Turbine (w Carry Cost) (000$) |  | 14260.4496 |  | CPI Escalator (%) | 2% |  |  | Custom | Index |  | 000$/MW |  |  |  | Mini-perm
Debt Issuance | 70% | 106768.9141 | 391.0949 | Number of Turbines |  | 6 | [6 empty] | Custom |  | None
|  |  |  | Net Turbine Rating (MW) |  | 45.5 |  | Escalated Costs: |  |  |  | 1 | 1 | 1 | 1 | 2 | 1 | 1 | 1
Total Sources | 100% | 152527.0202 | 558.707 | Heat Rate-New and Clean (HHV) |  | 10300 |  |  | $/mWh |  |  | Index | Base | Pass-through | EBITDA Exit Multiple | 2 | 10 | Yes | Bank LT Debt
|  |  |  | Heat Rate-Degraded (HHV) |  | 10500 |  | Chemicals | 0.58
|  |  |  | No. of Construction Months |  | 7 |  | Maintenance Expenses | 0.54 |  |  |  | With Chillers | Without Chillers
Uses of Funds |  |  |  | Start of Commercial Operation |  | 2001-05-01 |  | Total VOM | 1.12 |  |  | ISO | 11 | 21
|  |  |  | No. of Months in the 1st Operating year |  | 8 |  |  |  |  | ESC. | 95o | 12 | 22
EPC (From Engineers/Nepco): |  |  |  | Project Life (Years) |  | 30 |  | Payroll & Burden | 750 | 2.7473
Turbine (with Carrying Cost and Sprint) | 56.1% | 85562.6976 | 313.4165 | Location (State) |  | FL |  | B.I. Insurance | 250 | 0.91575
Fin Fan Cooler | 0% | 0 | 0 |  |  |  |  | SG&A | 0 | 0
CTG Freight | 0.3934% | 600 | 2.1978 | Residual Value (at year 20) |  |  |  | Start Charge | 0 | 0
Project Management | 1.237% | 1887.451 | 6.9137 | EBITDA Exit Multiple |  | 5 |  | Maintenance Expenses | 600 | 2.1978
Indirect Costs | 1.715% | 2615.504 | 9.5806 | % of Initial Project Cost |  | 10% |  | Admin and Operations Expenses | 75 | 0.27473
Engineered Equipment | 13.06% | 19916.809 | 72.9553 | $/kW |  | 200 |  | O&M Fees plus capital exp. | 150 | 0.54945
Construction | 4.542% | 6927.787 | 25.3765 |  |  |  |  | Total Fixed Escalating Cost | 1825 | 6.685
SCR | 0% | 0 | 0 | FINANCING ASSUMPTIONS:
Dual Fuel | 1.101% | 1680 | 6.1538 | DEBT |  | Construction Loan |  | Non-Escalated Costs:
Engineering Labor | 0.4676% | 713.243 | 2.6126 | Debt Issued | 2000-09-01 |  |  | Fuel | 0 | 0
Owner's Adder (With Switchyard, T-lines, Gas Lines) | 5.473% | 8347.7 | 30.5777 | Treasury Rate as of: | 2000-02-15 |  |  | Property Tax | 2351.0083 | 8.6118 | 0%
Startup/Mobilization | 0.687% | 1047.896 | 3.8384 |  |  |  |  | Franchise Tax | 0 | 0
Chillers (In Engineered Equipment) | 0% | 0 | 0 | Amount ('000 $) | 84092.2306 |  |  | Gross Receipts Tax | 0 | 0
Bulk Material | 3.307% | 5044.243 | 18.4771 | Term (yrs) | 30 |  |  | Debt Service Reserve Fee | 0 | 0
Sub Total | 88.08% | 134343.3306 | 492.1001 | Final Maturity | 2021-04-01
|  |  |  | Average Life (yrs) | 8.4233 |  |  | DEPRECIATION ASSUMPTIONS:
Soft Cost (From Engineers/Asset Management): |  |  |  | Treasury Rate (%) | 6% | 6% |  |  | Year | Method | Residual (%)
Fixed G&A | 1.768% | 2697.294 | 9.8802 | Spread (%) | 1% | 1% |  | Federal & State Tax Depreciation
EE&CC Program Management | 0% | 0 | 0 | All-In Rate (%) | 7% | 7% |  | EPC Costs | 15 | MACRS | 0%
Warranty | 0.02868% | 43.75 | 0.16026 |  |  |  |  | Start-Up Cost | 5 | SL | 0%
Environmental Permitting | 0% | 0 | 0 | Maximum DSR Amount (000 $) | 0 | 0 | (months/year) | Transaction Costs | 20 | SL | 0%
Insurance | 0% | 0 | 0 | Debt Service Reserve LOC Fee | 2%
Capitalized Salaries | 0% | 0 | 0 | Interest Income Rate | 0% |  |  | Book Depreciation
Owner's Engineer | 0% | 0 | 0 |  |  |  |  | EPC Costs | 30 | SL | 10%
Development Expenses | 0% | 0 | 0 | EQUITY |  |  |  | Start-Up Cost | 5 | SL | 0%
Legal Expense | 0% | 0 | 0 | Equity Closed | 2000-04-01 |  |  | Transaction Costs | 20 | SL | 0%
Interconnect Study | 0% | 0 | 0 | Equity Partner's Share | 0% | 0
IDC | 2.48% | 3783.2677 | 13.8581 | Enron's Share | 100% | 45758.106 |  | TAX ASSUMPTIONS (PROJECT MAY INCLUDE SPECIFIC TAXES):
Nepco Margin | 5.411% | 8253.718 | 30.2334
Sales & Used Tax | 0.88% | 1342.2298 | 4.9166 | PPA ASSUMPTIONS (MAKE CHANGES AS NEEDED): |  |  |  | Federal Income Tax Rate (%) | 35%
Contingency | 1.353% | 2063.43 | 7.5584 |  |  |  |  | State Income Tax Rate (average %) | 7% | (Project Specific)
Sub Total | 11.92% | 18183.6895 | 66.6069 | Fixed Price PPA |  |  |  | Franchise Tax (% on Net Asset) | 0% | (Project Specific)
|  |  |  | No. of years |  | 30 |  | Gross Receipts Tax (%) | 0% | (Project Specific)
Financing Costs: |  |  |  | Capacity Charge ($/kW-mo.) |  | 6.1528 |  | Sales & Used Tax Rate on Fuel (%) | 1.5% | (Project Specific)
Lender's Engineer | 0% | 0 | 0 |  |  |  |  | Sales & Used Tax Rate on Hard Cost (%) | 5% | (Project Specific)
Lender's Counsel | 0% | 0 | 0 | Merchant Price Period
Financing Fee (All-in Fees) | 0% | 0 | 0 | No. of years |  | 0
Sub Total | 0% | 0 | 0 | Capacity Charge ($/kW-mo.)
Total Uses | 100% | 152527.0202 | 558.707 | Variable Payment ($/mWh) |  | 1.12
|  |  |  | Net Generation (MWh) |  | 382200
SUMMARY OUTPUT: |  |  |  | TECHNICAL ASSUMPTIONS:
All-in Capital Cost ($/kW) |  | 558.707 |  | Site Condition (MW) |  | 273
|  |  |  | Evaporative Cooler (MW) |  | 0
|  | Avg. | Min | Net Output (MW) |  | 273
DSCR |  | 1.7822 | 1.1471
|  |  |  | No. of Starts per year |  | 140
Enron Equity Returns |  | IRR | NPV | Available PSIG |  | 400
30 Yrs Pre-Tax Cashflow with 10% Initial Project Cost Residual Value |  | 14.05% | 12531.4171 | No. of Run Hours per year |  | 1400
30 Yrs After-Tax Cashflow with 10% Initial Project Cost Residual Value |  | 11.1% | -6.3324e-11
Key Stats | 2001 | 2002 | 2003
EBITDA (000 $) | 9870.131 | 15944.2007 | 15919.2107
Net Income (000 $) | 1165.1332 | 1919.3156 | 1955.3857
Pre-Tax Cashflow (000 $) | 4380.1016 | 7340.0779 | 7315.0879
Cashflow to Equity (000 $) | 4380.1016 | 7340.0779 | 7315.0879
Note on A40: Ben Rogers: MOB from Scot Chambers
Note on C21: clau: $62,000/turbine as per Bruce Golden
Note on C27: Ben Rogers: 4 SCR's for a 4 on 1 or 5 SCR's for a 5 on 1 configuration
Note on C57: Ben Rogers: Based on company's estimate
Note on H11: clau: Calculated to include Carry Cost on a separate spreadsheet.
Note on H13: clau: This is an estimate, please check with Engineers for specific project
Note on H14: brogers: This is an estimate, please check with Engineers for specific project H.R. from Bruce Golden
Note on H15: brogers: This is an estimate, please check with Engineers for specific project H.R. given by Bruce Golden
Note on H61: clau: As per Bruce Golden for simple cycle LM6000
Note on H72: Ben Rogers: Based on company's estimates
Note on L38: clau: Assumption checked with Patrick Maloy on 2/4/00.
Note on L43: clau: Assumption used for GenCo. Verified with Jody Pierce 2/3/00.
Note on N19: Ben Rogers: Costs received from UAE Model (% LM's) then upgraded to 6 LM facility
Note on N30: Ben Rogers: From Warren Schick
Note on N55: Ben Rogers: Need to check with Patrick Maloy the states tax rate

## Comp Costs
PLANO, ILLINOIS |  |  | Homestead, Florida
6 x LM6000PC Sprint Enhanced CTGs |  |  | 6 x LM6000PC Sprint Enhanced CTGs
PRELIMINARY INFORMATION |  |  | PRELIMINARY INFORMATION
Project Management | 1889770 |  | Project Management | 1887450
Indirect Costs | 7740581 |  | Indirect Costs | 2615500
Engineering | 628728 |  | Engineering | 713240
6 x LM6000PC Sprint Enhanced CTGs | 93651000 |  | 6 x LM6000PC Sprint Enhanced CTGs | 88320000
Engineered Equipment | 15329006 |  | Engineered Equipment | 19916806
Bulk Materials | 3202625 |  | Bulk Materials | 5044240
Procurement Subtotal | 112182631 |  | Procurement Subtotal | 113281046
Construction | 14719106 |  | Construction | 6927790
Startup | 1460086 |  | Startup | 1047896
|  |  | Owner Adder | 8348000
Warranty | 100000 |  | Warranty | 43750
Subtotal Cost | 138720902 |  | Subtotal Cost | 134864672
Fixed G&A @ 2.00% | 2774418.04 |  | Fixed G&A @ 2.00% | 2697294
Total Cost | 141495320.04 |  | Total Cost | 137561966
Contingency @ 1.50% | 2122429.8006 |  | Contingency @ 1.50% | 2063430
Margin @ 3.00% | 8489719.2024 |  | Margin @ 6.00% | 8253719
TOTAL PROJECT EPC | 152107469.043 |  | TOTAL PROJECT EPC | 147879115
TOTAL PROJECT COST PER UNIT | 25351244.8405 |  | TOTAL PROJECT COST PER UNIT | 24646519.1667
MARGIN on NON-CTG SCOPE | 17.74% |  | MARGIN on NON-CTG SCOPE | 16.76%
Approximate Net Plant Output | 277 | MW | Approximate Net Plant Output | 273 | MW
TOTAL PROJECT COST PER kW | 549.1244 | /kW | TOTAL PROJECT COST PER kW | 541.6817 | /kW

## Cost Details
Simple Cycle Configuration
Turbines | 6
MW's | 273
(000's)
Project Management:
Home Office | 720.804
Salaried Staff | 947.891
Hourly Staff | 218.756
1887.451
Indirect Costs:
Equipment Costs | 635.659
Small Tools | 254.504
Indirect Labor | 262.371
GC Other | 893.72
per diems | 562.5
Tax/bond | 6.75
2615.504
Engineering:
Engr. Labor | 713.243
Procurement:
Major Equipment
CTG's | 86040
CTG Freight | 600
Inlet air heating | 0
Duel Fuel | 1680 | Does Flow into Model
SCR's | 0
STG - 75 MW | 0
| 88320 | Does NOT flow into model
Engineered Equipment
Buildings | 393.75
Valves and specials | 384.429
Bus Duct | 225
Dry Transformers | 16.794
Step-up transformers | 2154
Power Dist. Xformers | 841.032
600V MCC | 94.842
600V swgr | 94.167
5kV swgr | 185.634
15kV swgr | 1260.048
Control Panel | 326.62
HV Device | 46.245
DCS | 305.55
UPS | 25.974
Fld. Mntd Instr. | 109.94
CEMS | 0
Control Valves | 68.875
Pumps | 271.665
Cooling Tower | 0
First Stage RO | 1260
Pre-treatment | 620
Gas Compression | 2120
Fuel Gas Filter | 168
Chillers | 4600
Water Treatment | 548.1
Oil/Water Seperator | 82.35
Vender Reps | 364.75
Tank Farm/Oil Filter | 2250
FLD/shop vessels | 532.5
Other | 566.544
19916.809
Bulk Material | 5044.243
Construction
site | 910.904
u/g electrical | 657.63
u/g piping | 445.017
concrete | 1129.472
grout | 58.075
steel | 62.727
architectual | 3.814
buildings | 157.55
a/g piping | 1074.572
a/g eletrical | 1086.685
instrumentation | 201.616
insulation | 205.509
painting | 26.272
mech. Equipment | 907.944
6927.787
Startup
startup | 759.528
oper training | 12.5
initial fill/spares | 123.25
manuels | 40.6
startup support | 112.018
1047.896
Warranty | 43.75
Owner Adds
sales and Used Tax | 0
SCR air attemperation | 0
Remote control | 0
ENA Remote Monitoring | 172.7
Switchyard | 4675
Transmission lines | 1500
Gas Line | 1400
Admin Buildings | 600
Builders Risk | 0
8347.7
Subtotal Costs | 133816.487
Fixed G&A | 2697.294
Total Costs | 136513.781
Contingency | 2063.43
Margin | 8253.718
10317.148
Total EPC | 146830.929
Note on D86: Ben Rogers: Cost received from Santee Cooper Cost Model

## Price_Technical Assumption
PROJECT NAME: Homestead, Florida
PRICE/TECHNICAL ASSUMPTIONS
|  | 0.66667 | 1.6667 | 2.6667 | 3.6667 | 4.6667 | 5.6667 | 6.6667 | 7.6667 | 8.6667 | 9.6667 | 10.6667 | 11.6667 | 12.6667 | 13.6667 | 14.6667 | 15.6667 | 16.6667 | 17.6667 | 18.6667 | 19.6667 | 20.6667 | 21.6667 | 22.6667 | 23.6667 | 24.6667 | 25.6667 | 26.6667 | 27.6667 | 28.6667 | 29.6667 | 30.6667
|  | 2001 | 2002 | 2003 | 2004 | 2005 | 2006 | 2007 | 2008 | 2009 | 2010 | 2011 | 2012 | 2013 | 2014 | 2015 | 2016 | 2017 | 2018 | 2019 | 2020 | 2021 | 2022 | 2023 | 2024 | 2025 | 2026 | 2027 | 2028 | 2029 | 2030 | 2031
CAPACITY PRICE $/kW-MONTH
| Fixed Price | 6.1528 | 6.1528 | 6.1528 | 6.1528 | 6.1528 | 6.1528 | 6.1528 | 6.1528 | 6.1528 | 6.1528 | 6.1528 | 6.1528 | 6.1528 | 6.1528 | 6.1528 | 6.1528 | 6.1528 | 6.1528 | 6.1528 | 6.1528 | 6.1528 | 6.1528 | 6.1528 | 6.1528 | 6.1528 | 6.1528 | 6.1528 | 6.1528 | 6.1528 | 6.1528 | 6.1528
Merchant Price
1 | Base | 5.4933 | 5.6581 | 5.6458 | 5.7213 | 5.6998 | 5.7713 | 5.8419 | 5.9116 | 6.0889 | 6.1596 | 6.3444 | 6.4159 | 6.6084 | 6.6806 | 6.7512 | 6.82 | 6.8869 | 6.9516 | 7.014 | 7.0739 | 7.1311 | 7.1854 | 7.2396 | 7.2939 | 7.3482 | 7.4024 | 7.4567 | 7.5109 | 7.5652 | 7.6195 | 7.6737
2 | Low | 4.3775 | 4.5088 | 4.7352 | 4.8772 | 5.0235 | 5.1742 | 5.3295 | 5.2782 | 5.2191 | 5.0397 | 4.9602 | 4.8713 | 4.8951 | 4.9159 | 4.8037 | 4.8141 | 4.8208 | 4.9654 | 5.1144 | 5.1173 | 5.2708 | 5.429 | 5.5871 | 5.7452 | 5.9033 | 6.0615 | 6.2196 | 6.3777 | 6.5358 | 6.694 | 6.8521
3 | Index | 0 | 0 | 0 | 0 | 0 | 0 | 0 | 0 | 0 | 0 | 0 | 0 | 0 | 0 | 0 | 0 | 0 | 0 | 0 | 0 | 0 | 0 | 0 | 0 | 0 | 0 | 0 | 0 | 0 | 0 | 0
4 | Custom | 0 | 0 | 0 | 0 | 0 | 0 | 0 | 0 | 0 | 0 | 0 | 0 | 0 | 0 | 0 | 0 | 0 | 0 | 0 | 0 | 0 | 0 | 0 | 0 | 0 | 0 | 0 | 0 | 0 | 0 | 0
1 | Market Price Scenario | 5.4933 | 5.6581 | 5.6458 | 5.7213 | 5.6998 | 5.7713 | 5.8419 | 5.9116 | 6.0889 | 6.1596 | 6.3444 | 6.4159 | 6.6084 | 6.6806 | 6.7512 | 6.82 | 6.8869 | 6.9516 | 7.014 | 7.0739 | 7.1311 | 7.1854 | 7.2396 | 7.2939 | 7.3482 | 7.4024 | 7.4567 | 7.5109 | 7.5652 | 7.6195 | 7.6737
| Blended Capacity Price | 6.1528 | 6.1528 | 6.1528 | 6.1528 | 6.1528 | 6.1528 | 6.1528 | 6.1528 | 6.1528 | 6.1528 | 6.1528 | 6.1528 | 6.1528 | 6.1528 | 6.1528 | 6.1528 | 6.1528 | 6.1528 | 6.1528 | 6.1528 | 6.1528 | 6.1528 | 6.1528 | 6.1528 | 6.1528 | 6.1528 | 6.1528 | 6.1528 | 6.1528 | 6.1528 | 7.1668
GAS PRICE $/MMBTU
1 | Index (Fuel Oil # 2 Curve) | 4.3844 | 4.2499 | 4.1938 | 4.1759 | 4.173 | 4.2384 | 4.3405 | 4.3489 | 4.3489 | 4.3489 | 4.3489 | 4.3489 | 4.3489 | 4.3489 | 4.3489 | 4.3489 | 4.35 | 4.35 | 4.35 | 4.35 | 4.35 | 2.2 | 2.2 | 2.2 | 2.2 | 2.2 | 2.2 | 2.2 | 2.2 | 2.2 | 2.2
2 | Fixed | 2.5 | 2.5 | 2.5 | 2.5 | 2.5 | 2.5 | 2.5 | 2.5 | 2.5 | 2.5 | 2.5 | 2.5 | 2.5 | 2.5 | 2.5 | 2.5 | 2.5 | 2.5 | 2.5 | 2.5 | 2.5 | 2.5 | 2.5 | 2.5 | 2.5 | 2.5 | 2.5 | 2.5 | 2.5 | 2.5 | 2.5
3 | Custom | 1.5 | 1.5 | 1.5 | 1.5 | 1.5 | 1.5 | 1.5 | 1.5 | 1.5 | 1.5 | 1.5 | 1.5 | 1.5 | 1.5 | 1.5 | 1.5 | 1.5 | 1.5 | 1.5 | 1.5 | 1.5 | 1.5 | 1.5 | 1.5 | 1.5 | 1.5 | 1.5 | 1.5 | 1.5 | 1.5 | 1.5
| Sales Tax Rate | 1.5% | 1.5% | 1.5% | 1.5% | 1.5% | 1.5% | 1.5% | 1.5% | 1.5% | 1.5% | 1.5% | 1.5% | 1.5% | 1.5% | 1.5% | 1.5% | 1.5% | 1.5% | 1.5% | 1.5% | 1.5% | 1.5% | 1.5% | 1.5% | 1.5% | 1.5% | 1.5% | 1.5% | 1.5% | 1.5% | 1.5%
1 | Gas Price Assumption | 4.4501 | 4.3137 | 4.2567 | 4.2385 | 4.2356 | 4.3019 | 4.4056 | 4.4142 | 4.4142 | 4.4142 | 4.4142 | 4.4142 | 4.4142 | 4.4142 | 4.4142 | 4.4142 | 4.4153 | 4.4153 | 4.4153 | 4.4153 | 4.4153 | 2.233 | 2.233 | 2.233 | 2.233 | 2.233 | 2.233 | 2.233 | 2.233 | 2.233 | 2.233
ENERGY PRICE $/MWH
| Fuel | 46.7533 | 45.3195 | 44.7213 | 44.5302 | 44.499 | 45.196 | 46.2851 | 46.3753 | 46.3753 | 46.3753 | 46.3753 | 46.3753 | 46.3753 | 46.3753 | 46.3753 | 46.3753 | 46.3866 | 46.3866 | 46.3866 | 46.3866 | 46.3866 | 23.4599 | 23.4599 | 23.4599 | 23.4599 | 23.4599 | 23.4599 | 23.4599 | 23.4599 | 23.4599 | 23.4599
| Variable O&M | 1.1349 | 1.1576 | 1.1807 | 1.2043 | 1.2284 | 1.253 | 1.2781 | 1.3036 | 1.3297 | 1.3563 | 1.3834 | 1.4111 | 1.4393 | 1.4681 | 1.4975 | 1.5274 | 1.558 | 1.5891 | 1.6209 | 1.6533 | 1.6864 | 1.7201 | 1.7545 | 1.7896 | 1.8254 | 1.8619 | 1.8991 | 1.9371 | 1.9759 | 2.0154 | 2.0557
| Marginal Cost of Generation | 47.8881 | 46.4771 | 45.9021 | 45.7345 | 45.7275 | 46.449 | 47.5631 | 47.6789 | 47.705 | 47.7316 | 47.7587 | 47.7864 | 47.8146 | 47.8434 | 47.8727 | 47.9027 | 47.9446 | 47.9757 | 48.0075 | 48.0399 | 48.073 | 25.18 | 25.2144 | 25.2495 | 25.2853 | 25.3218 | 25.359 | 25.397 | 25.4358 | 25.4753 | 25.5156
Pass-through | Energy Price Assumption | 47.8881 | 46.4771 | 45.9021 | 45.7345 | 45.7275 | 46.449 | 47.5631 | 47.6789 | 47.705 | 47.7316 | 47.7587 | 47.7864 | 47.8146 | 47.8434 | 47.8727 | 47.9027 | 47.9446 | 47.9757 | 48.0075 | 48.0399 | 48.073 | 25.18 | 25.2144 | 25.2495 | 25.2853 | 25.3218 | 25.359 | 25.397 | 25.4358 | 25.4753 | 25.5156
HEAT RATE (HHV)
| New and Clean | 10300 | 10300 | 10300 | 10300 | 10300 | 10300 | 10300 | 10300 | 10300 | 10300 | 10300 | 10300 | 10300 | 10300 | 10300 | 10300 | 10300 | 10300 | 10300 | 10300 | 10300 | 10300 | 10300 | 10300 | 10300 | 10300 | 10300 | 10300 | 10300 | 10300 | 10300
Degradation (%) | bar: 2001 to 2031
| Net Heat Rate | 10506 | 10506 | 10506 | 10506 | 10506 | 10506 | 10506 | 10506 | 10506 | 10506 | 10506 | 10506 | 10506 | 10506 | 10506 | 10506 | 10506 | 10506 | 10506 | 10506 | 10506 | 10506 | 10506 | 10506 | 10506 | 10506 | 10506 | 10506 | 10506 | 10506 | 10506

## Fuel Oil Curve
| $/Mmbtu | Avg. Annual
Date | Oil |  | Year | Price
2002-01-01 | 4.5995 |  | 2002 | 4.3844
2002-02-01 | 4.4852 |  | 2003 | 4.2499
2002-03-01 | 4.3537 |  | 2004 | 4.1938
2002-04-01 | 4.3272 |  | 2005 | 4.1759
2002-05-01 | 4.2716 |  | 2006 | 4.173
2002-06-01 | 4.2794 |  | 2007 | 4.2384
2002-07-01 | 4.3009 |  | 2008 | 4.3405
2002-08-01 | 4.3515 |  | 2009 | 4.3489
2002-09-01 | 4.4031 |  | 2010 | 4.3489
2002-10-01 | 4.3602 |  | 2011 | 4.3489
2002-11-01 | 4.4194 |  | 2012 | 4.3489
2002-12-01 | 4.4609 | 4.3844 | 2013 | 4.3489
2003-01-01 | 4.4158 |  | 2014 | 4.3489
2003-02-01 | 4.3138 |  | 2015 | 4.3489
2003-03-01 | 4.1923 |  | 2016 | 4.3489
2003-04-01 | 4.1745 |  | 2017 | 4.3489
2003-05-01 | 4.1301 |  | 2018 | 4.35
2003-06-01 | 4.1459 |  | 2019 | 4.35
2003-07-01 | 4.1745 |  | 2020 | 4.35
2003-08-01 | 4.233 |  | 2021 | 4.35
2003-09-01 | 4.2888 |  | 2022 | 4.35
2003-10-01 | 4.2509
2003-11-01 | 4.3158
2003-12-01 | 4.3638 | 4.2499
2004-01-01 | 4.3259
2004-02-01 | 4.2294
2004-03-01 | 4.1145
2004-04-01 | 4.1031
2004-05-01 | 4.0651
2004-06-01 | 4.0866
2004-07-01 | 4.123
2004-08-01 | 4.1872
2004-09-01 | 4.2495
2004-10-01 | 4.218
2004-11-01 | 4.2872
2004-12-01 | 4.3366 | 4.1938
2005-01-01 | 4.3002
2005-02-01 | 4.2051
2005-03-01 | 4.0915
2005-04-01 | 4.0816
2005-05-01 | 4.0451
2005-06-01 | 4.068
2005-07-01 | 4.1058
2005-08-01 | 4.1716
2005-09-01 | 4.2352
2005-10-01 | 4.2051
2005-11-01 | 4.2759
2005-12-01 | 4.3259 | 4.1759
2006-01-01 | 4.2901
2006-02-01 | 4.1966
2006-03-01 | 4.0844
2006-04-01 | 4.0752
2006-05-01 | 4.0395
2006-06-01 | 4.0638
2006-07-01 | 4.1022
2006-08-01 | 4.1694
2006-09-01 | 4.2337
2006-10-01 | 4.2044
2006-11-01 | 4.2794
2006-12-01 | 4.3372 | 4.173
2007-01-01 | 4.3109
2007-02-01 | 4.2245
2007-03-01 | 4.1216
2007-04-01 | 4.1201
2007-05-01 | 4.0937
2007-06-01 | 4.1259
2007-07-01 | 4.173
2007-08-01 | 4.2486
2007-09-01 | 4.3209
2007-10-01 | 4.3009
2007-11-01 | 4.3808
2007-12-01 | 4.4395 | 4.2384
2008-01-01 | 4.4129
2008-02-01 | 4.3272
2008-03-01 | 4.223
2008-04-01 | 4.223
2008-05-01 | 4.1959
2008-06-01 | 4.2272
2008-07-01 | 4.2759
2008-08-01 | 4.3502
2008-09-01 | 4.423
2008-10-01 | 4.4037
2008-11-01 | 4.4823
2008-12-01 | 4.5415 | 4.3405
2009-01-01 | 4.5145
2009-02-01 | 4.3272
2009-03-01 | 4.223
2009-04-01 | 4.223
2009-05-01 | 4.1959
2009-06-01 | 4.2272
2009-07-01 | 4.2759
2009-08-01 | 4.3502
2009-09-01 | 4.423
2009-10-01 | 4.4037
2009-11-01 | 4.4823
2009-12-01 | 4.5415 | 4.3489
2010-01-01 | 4.5145
2010-02-01 | 4.3272
2010-03-01 | 4.223
2010-04-01 | 4.223
2010-05-01 | 4.1959
2010-06-01 | 4.2272
2010-07-01 | 4.2759
2010-08-01 | 4.3502
2010-09-01 | 4.423
2010-10-01 | 4.4037
2010-11-01 | 4.4823
2010-12-01 | 4.5415 | 4.3489
2011-01-01 | 4.5145
2011-02-01 | 4.3272
2011-03-01 | 4.223
2011-04-01 | 4.223
2011-05-01 | 4.1959
2011-06-01 | 4.2272
2011-07-01 | 4.2759
2011-08-01 | 4.3502
2011-09-01 | 4.423
2011-10-01 | 4.4037
2011-11-01 | 4.4823
2011-12-01 | 4.5415 | 4.3489
2012-01-01 | 4.5145
2012-02-01 | 4.3272
2012-03-01 | 4.223
2012-04-01 | 4.223
2012-05-01 | 4.1959
2012-06-01 | 4.2272
2012-07-01 | 4.2759
2012-08-01 | 4.3502
2012-09-01 | 4.423
2012-10-01 | 4.4037
2012-11-01 | 4.4823
2012-12-01 | 4.5415 | 4.3489
2013-01-01 | 4.5145
2013-02-01 | 4.3272
2013-03-01 | 4.223
2013-04-01 | 4.223
2013-05-01 | 4.1959
2013-06-01 | 4.2272
2013-07-01 | 4.2759
2013-08-01 | 4.3502
2013-09-01 | 4.423
2013-10-01 | 4.4037
2013-11-01 | 4.4823
2013-12-01 | 4.5415 | 4.3489
2014-01-01 | 4.5145
2014-02-01 | 4.3272
2014-03-01 | 4.223
2014-04-01 | 4.223
2014-05-01 | 4.1959
2014-06-01 | 4.2272
2014-07-01 | 4.2759
2014-08-01 | 4.3502
2014-09-01 | 4.423
2014-10-01 | 4.4037
2014-11-01 | 4.4823
2014-12-01 | 4.5415 | 4.3489
2015-01-01 | 4.5145
2015-02-01 | 4.3272
2015-03-01 | 4.223
2015-04-01 | 4.223
2015-05-01 | 4.1959
2015-06-01 | 4.2272
2015-07-01 | 4.2759
2015-08-01 | 4.3502
2015-09-01 | 4.423
2015-10-01 | 4.4037
2015-11-01 | 4.4823
2015-12-01 | 4.5415 | 4.3489
2016-01-01 | 4.5145
2016-02-01 | 4.3272
2016-03-01 | 4.223
2016-04-01 | 4.223
2016-05-01 | 4.1959
2016-06-01 | 4.2272
2016-07-01 | 4.2759
2016-08-01 | 4.3502
2016-09-01 | 4.423
2016-10-01 | 4.4037
2016-11-01 | 4.4823
2016-12-01 | 4.5415 | 4.3489
2017-01-01 | 4.5145
2017-02-01 | 4.3272
2017-03-01 | 4.223
2017-04-01 | 4.223
2017-05-01 | 4.1959
2017-06-01 | 4.2272
2017-07-01 | 4.2759
2017-08-01 | 4.3502
2017-09-01 | 4.423
2017-10-01 | 4.4037
2017-11-01 | 4.4823
2017-12-01 | 4.5415 | 4.3489

## IS
PROJECT NAME: Homestead, Florida
INCOME STATEMENT
|  | 0.66667 | 1.6667 | 2.6667 | 3.6667 | 4.6667 | 5.6667 | 6.6667 | 7.6667 | 8.6667 | 9.6667 | 10.6667 | 11.6667 | 12.6667 | 13.6667 | 14.6667 | 15.6667 | 16.6667 | 17.6667 | 18.6667 | 19.6667 | 20.6667 | 21.6667 | 22.6667 | 23.6667 | 24.6667 | 25.6667 | 26.6667 | 27.6667 | 28.6667 | 29.6667 | 30.6667
('000 $) |  | 2001 | 2002 | 2003 | 2004 | 2005 | 2006 | 2007 | 2008 | 2009 | 2010 | 2011 | 2012 | 2013 | 2014 | 2015 | 2016 | 2017 | 2018 | 2019 | 2020 | 2021 | 2022 | 2023 | 2024 | 2025 | 2026 | 2027 | 2028 | 2029 | 2030 | 2031
|  | 2001-12-31 | 2002-12-31 | 2003-12-31 | 2004-12-31 | 2005-12-31 | 2006-12-31 | 2007-12-31 | 2008-12-31 | 2009-12-31 | 2010-12-31 | 2011-12-31 | 2012-12-31 | 2013-12-31 | 2014-12-31 | 2015-12-31 | 2016-12-31 | 2017-12-31 | 2018-12-31 | 2019-12-31 | 2020-12-31 | 2021-12-31 | 2022-12-31 | 2023-12-31 | 2024-12-31 | 2025-12-31 | 2026-12-31 | 2027-12-31 | 2028-12-31 | 2029-12-31 | 2030-12-31 | 2031-12-31
Revenue
Capacity Revenue |  | 13437.806 | 20156.709 | 20156.709 | 20156.709 | 20156.709 | 20156.709 | 20156.709 | 20156.709 | 20156.709 | 20156.709 | 20156.709 | 20156.709 | 20156.709 | 20156.709 | 20156.709 | 20156.709 | 20156.709 | 20156.709 | 20156.709 | 20156.709 | 20156.709 | 20156.709 | 20156.709 | 20156.709 | 20156.709 | 20156.709 | 20156.709 | 20156.709 | 20156.709 | 20156.709 | 7826.0989
Energy Revenue |  | 0 | 0 | 0 | 0 | 0 | 0 | 0 | 0 | 0 | 0 | 0 | 0 | 0 | 0 | 0 | 0 | 0 | 0 | 0 | 0 | 0 | 0 | 0 | 0 | 0 | 0 | 0 | 0 | 0 | 0 | 0
Ancillary Services |  | 0 | 0 | 0 | 0 | 0 | 0 | 0 | 0 | 0 | 0 | 0 | 0 | 0 | 0 | 0 | 0 | 0 | 0 | 0 | 0 | 0 | 0 | 0 | 0 | 0 | 0 | 0 | 0 | 0 | 0 | 0
Total Revenue |  | 13437.806 | 20156.709 | 20156.709 | 20156.709 | 20156.709 | 20156.709 | 20156.709 | 20156.709 | 20156.709 | 20156.709 | 20156.709 | 20156.709 | 20156.709 | 20156.709 | 20156.709 | 20156.709 | 20156.709 | 20156.709 | 20156.709 | 20156.709 | 20156.709 | 20156.709 | 20156.709 | 20156.709 | 20156.709 | 20156.709 | 20156.709 | 20156.709 | 20156.709 | 20156.709 | 7826.0989
Expense
Fuel |  | 0 | 0 | 0 | 0 | 0 | 0 | 0 | 0 | 0 | 0 | 0 | 0 | 0 | 0 | 0 | 0 | 0 | 0 | 0 | 0 | 0 | 0 | 0 | 0 | 0 | 0 | 0 | 0 | 0 | 0 | 0
Fixed Operating Expenses |  | 500 | 765 | 780.3 | 795.906 | 811.8241 | 828.0606 | 844.6218 | 861.5143 | 878.7445 | 896.3194 | 914.2458 | 932.5307 | 951.1813 | 970.205 | 989.6091 | 1009.4013 | 1029.5893 | 1050.1811 | 1071.1847 | 1092.6084 | 1114.4605 | 1136.7498 | 1159.4848 | 1182.6744 | 1206.3279 | 1230.4545 | 1255.0636 | 1280.1649 | 1305.7682 | 1331.8835 | 1358.5212
Variable Operating Expenses |  | 0 | 0 | 0 | 0 | 0 | 0 | 0 | 0 | 0 | 0 | 0 | 0 | 0 | 0 | 0 | 0 | 0 | 0 | 0 | 0 | 0 | 0 | 0 | 0 | 0 | 0 | 0 | 0 | 0 | 0 | 0
Major Maintenance |  | 0 | 0 | 0 | 0 | 0 | 0 | 0 | 0 | 0 | 0 | 0 | 0 | 0 | 0 | 0 | 0 | 0 | 0 | 0 | 0 | 0 | 0 | 0 | 0 | 0 | 0 | 0 | 0 | 0 | 0 | 0
Insurance |  | 166.6667 | 255 | 260.1 | 265.302 | 270.608 | 276.0202 | 281.5406 | 287.1714 | 292.9148 | 298.7731 | 304.7486 | 310.8436 | 317.0604 | 323.4017 | 329.8697 | 336.4671 | 343.1964 | 350.0604 | 357.0616 | 364.2028 | 371.4868 | 378.9166 | 386.4949 | 394.2248 | 402.1093 | 410.1515 | 418.3545 | 426.7216 | 435.2561 | 443.9612 | 452.8404
SG&A |  | 0 | 0 | 0 | 0 | 0 | 0 | 0 | 0 | 0 | 0 | 0 | 0 | 0 | 0 | 0 | 0 | 0 | 0 | 0 | 0 | 0 | 0 | 0 | 0 | 0 | 0 | 0 | 0 | 0 | 0 | 0
Start Charge |  | 0 | 0 | 0 | 0 | 0 | 0 | 0 | 0 | 0 | 0 | 0 | 0 | 0 | 0 | 0 | 0 | 0 | 0 | 0 | 0 | 0 | 0 | 0 | 0 | 0 | 0 | 0 | 0 | 0 | 0 | 0
Property Tax |  | 2351.0083 | 2351.0083 | 2351.0083 | 2351.0083 | 2351.0083 | 2351.0083 | 2351.0083 | 2351.0083 | 2351.0083 | 2351.0083 | 2351.0083 | 2351.0083 | 2351.0083 | 2351.0083 | 2351.0083 | 2351.0083 | 2351.0083 | 2351.0083 | 2351.0083 | 2351.0083 | 2351.0083 | 2351.0083 | 2351.0083 | 2351.0083 | 2351.0083 | 2351.0083 | 2351.0083 | 2351.0083 | 2351.0083 | 2351.0083 | 2351.0083
Franchise Tax |  | 0 | 0 | 0 | 0 | 0 | 0 | 0 | 0 | 0 | 0 | 0 | 0 | 0 | 0 | 0 | 0 | 0 | 0 | 0 | 0 | 0 | 0 | 0 | 0 | 0 | 0 | 0 | 0 | 0 | 0 | 0
Gross Receipts Tax |  | 0 | 0 | 0 | 0 | 0 | 0 | 0 | 0 | 0 | 0 | 0 | 0 | 0 | 0 | 0 | 0 | 0 | 0 | 0 | 0 | 0 | 0 | 0 | 0 | 0 | 0 | 0 | 0 | 0 | 0 | 0
Debt Service Reserve LOC Fee |  | 0 | 0 | 0 | 0 | 0 | 0 | 0 | 0 | 0 | 0 | 0 | 0 | 0 | 0 | 0 | 0 | 0 | 0 | 0 | 0 | 0 | 0 | 0 | 0 | 0 | 0 | 0 | 0 | 0 | 0 | 0
Marketing Fee |  | 400 | 612 | 612 | 612 | 612 | 612 | 612 | 612 | 612 | 612 | 612 | 612 | 612 | 612 | 612 | 612 | 612 | 612 | 612 | 612 | 612 | 612 | 612 | 612 | 612 | 612 | 612 | 612 | 612 | 612 | 612
Administrative Fee |  | 50 | 76.5 | 78.03 | 79.5906 | 81.1824 | 82.8061 | 84.4622 | 86.1514 | 87.8745 | 89.6319 | 91.4246 | 93.2531 | 95.1181 | 97.0205 | 98.9609 | 100.9401 | 102.9589 | 105.0181 | 107.1185 | 109.2608 | 111.4461 | 113.675 | 115.9485 | 118.2674 | 120.6328 | 123.0454 | 125.5064 | 128.0165 | 130.5768 | 133.1884 | 135.8521
O&M Fees |  | 100 | 153 | 156.06 | 159.1812 | 162.3648 | 165.6121 | 168.9244 | 172.3029 | 175.7489 | 179.2639 | 182.8492 | 186.5061 | 190.2363 | 194.041 | 197.9218 | 201.8803 | 205.9179 | 210.0362 | 214.2369 | 218.5217 | 222.8921 | 227.35 | 231.897 | 236.5349 | 241.2656 | 246.0909 | 251.0127 | 256.033 | 261.1536 | 266.3767 | 271.7042
Total Expense |  | 3567.675 | 4212.5083 | 4237.4983 | 4262.9881 | 4288.9877 | 4315.5073 | 4342.5572 | 4370.1482 | 4398.291 | 4426.9967 | 4456.2765 | 4486.1418 | 4516.6045 | 4547.6764 | 4579.3698 | 4611.697 | 4644.6708 | 4678.304 | 4712.6099 | 4747.602 | 4783.2938 | 4819.6996 | 4856.8334 | 4894.7099 | 4933.3439 | 4972.7506 | 5012.9455 | 5053.9442 | 5095.7629 | 5138.418 | 5181.9262
EBITDA |  | 9870.131 | 15944.2007 | 15919.2107 | 15893.7209 | 15867.7213 | 15841.2017 | 15814.1517 | 15786.5608 | 15758.418 | 15729.7123 | 15700.4325 | 15670.5672 | 15640.1045 | 15609.0326 | 15577.3392 | 15545.012 | 15512.0382 | 15478.405 | 15444.0991 | 15409.107 | 15373.4151 | 15337.0094 | 15299.8756 | 15261.9991 | 15223.3651 | 15183.9584 | 15143.7635 | 15102.7648 | 15060.9461 | 15018.291 | 2644.1727
Depreciation & Amortization |  | 3582.9675 | 5374.4512 | 5374.4512 | 5374.4512 | 5374.4512 | 4554.8907 | 4145.1105 | 4145.1105 | 4145.1105 | 4145.1105 | 4145.1105 | 4145.1105 | 4145.1105 | 4145.1105 | 4145.1105 | 4145.1105 | 4145.1105 | 4145.1105 | 4145.1105 | 4145.1105 | 4145.1105 | 4145.1105 | 4145.1105 | 4145.1105 | 4145.1105 | 4145.1105 | 4145.1105 | 4145.1105 | 4145.1105 | 4145.1105 | 1381.7035
EBIT |  | 6287.1636 | 10569.7495 | 10544.7595 | 10519.2697 | 10493.2701 | 11286.311 | 11669.0413 | 11641.4503 | 11613.3075 | 11584.6019 | 11555.3221 | 11525.4567 | 11494.9941 | 11463.9221 | 11432.2288 | 11399.9015 | 11366.9278 | 11333.2945 | 11298.9886 | 11263.9966 | 11228.3047 | 11191.899 | 11154.7652 | 11116.8887 | 11078.2546 | 11038.8479 | 10998.6531 | 10957.6543 | 10915.8356 | 10873.1805 | 1262.4692
Interest Expense |  | 4359.7307 | 7394.7031 | 7310.0437 | 7219.4582 | 7122.5316 | 7018.8202 | 6907.8491 | 6789.1099 | 6662.059 | 6526.1145 | 6380.654 | 6225.0111 | 6058.4733 | 5880.2779 | 5689.6087 | 5485.5927 | 5267.2956 | 5033.7177 | 4783.7894 | 4516.366 | 4230.2231 | 3924.0501 | 3596.445 | 3245.9075 | 2870.8325 | 2469.5022 | 2040.0787 | 1580.5956 | 1088.9487 | 562.8865 | 0
Pretax Book Income |  | 1927.4329 | 3175.0464 | 3234.7158 | 3299.8115 | 3370.7385 | 4267.4908 | 4761.1922 | 4852.3404 | 4951.2485 | 5058.4873 | 5174.6681 | 5300.4456 | 5436.5207 | 5583.6443 | 5742.6201 | 5914.3088 | 6099.6321 | 6299.5768 | 6515.1992 | 6747.6305 | 6998.0816 | 7267.8489 | 7558.3202 | 7870.9811 | 8207.4221 | 8569.3458 | 8958.5744 | 9377.0587 | 9826.8869 | 10310.294 | 1262.4692
Book State Tax Benefit / (Expense) | 7% | -134.9203 | -222.2532 | -226.4301 | -230.9868 | -235.9517 | -298.7244 | -333.2835 | -339.6638 | -346.5874 | -354.0941 | -362.2268 | -371.0312 | -380.5565 | -390.8551 | -401.9834 | -414.0016 | -426.9742 | -440.9704 | -456.0639 | -472.3341 | -489.8657 | -508.7494 | -529.0824 | -550.9687 | -574.5196 | -599.8542 | -627.1002 | -656.3941 | -687.8821 | -721.7206 | -88.3728
Shareholder Fed. Tax Benefit / (Expense) | 35% | -627.3794 | -1033.4776 | -1052.9 | -1074.0887 | -1097.1754 | -1389.0682 | -1549.7681 | -1579.4368 | -1611.6314 | -1646.5376 | -1684.3545 | -1725.295 | -1769.5875 | -1817.4762 | -1869.2228 | -1925.1075 | -1985.4303 | -2050.5122 | -2120.6973 | -2196.3537 | -2277.8756 | -2365.6848 | -2460.2332 | -2562.0044 | -2671.5159 | -2789.322 | -2916.016 | -3052.2326 | -3198.6517 | -3356.0007 | -410.9337
Net Income |  | 1165.1332 | 1919.3156 | 1955.3857 | 1994.7361 | 2037.6114 | 2579.6982 | 2878.1407 | 2933.2398 | 2993.0297 | 3057.8556 | 3128.0869 | 3204.1194 | 3286.3768 | 3375.313 | 3471.4138 | 3575.1997 | 3687.2276 | 3808.0942 | 3938.4379 | 4078.9427 | 4230.3403 | 4393.4147 | 4569.0045 | 4758.0081 | 4961.3867 | 5180.1695 | 5415.4582 | 5668.432 | 5940.3531 | 6232.5727 | 763.1626

## BS (2)
PROJECT NAME: Homestead, Florida
Balance Sheet
|  | 1 | 2 | 3 | 4 | 5 | 6 | 7 | 8 | 9 | 10 | 11 | 12 | 13 | 14 | 15 | 16 | 17 | 18 | 19 | 20 | 21 | 22 | 23 | 24 | 25 | 26
|  | 2001 | 2002 | 2003 | 2004 | 2005 | 2006 | 2007 | 2008 | 2009 | 2010 | 2011 | 2012 | 2013 | 2014 | 2015 | 2016 | 2017 | 2018 | 2019 | 2020 | 2021 | 2022 | 2023 | 2024 | 2025 | 2026
Assets:
| Cash | 0 | 0 | 0 | 0 | 0 | 0 | 0 | 0 | 0 | 0 | 0 | 0 | 0 | 0 | 0 | 0 | 0 | 0 | 0 | 0 | 0 | 0 | 0 | 0 | 0 | 0
| Accounts Receivable | 0 | 0 | 0 | 0 | 0 | 0 | 0 | 0 | 0 | 0 | 0 | 0 | 0 | 0 | 0 | 0 | 0 | 0 | 0 | 0 | 0 | 0 | 0 | 0 | 0 | 0
| Inventories | 0 | 0 | 0 | 0 | 0 | 0 | 0 | 0 | 0 | 0 | 0 | 0 | 0 | 0 | 0 | 0 | 0 | 0 | 0 | 0 | 0 | 0 | 0 | 0 | 0 | 0
| Other Current Assets | 0 | 0 | 0 | 0 | 0 | 0 | 0 | 0 | 0 | 0 | 0 | 0 | 0 | 0 | 0 | 0 | 0 | 0 | 0 | 0 | 0 | 0 | 0 | 0 | 0 | 0
| Debt Service Reserve | 0 | 0 | 0 | 0 | 0 | 0 | 0 | 0 | 0 | 0 | 0 | 0 | 0 | 0 | 0 | 0 | 0 | 0 | 0 | 0 | 0 | 0 | 0 | 0 | 0 | 0
| Maintenance Reserve | 0 | 0 | 0 | 0 | 0 | 0 | 0 | 0 | 0 | 0 | 0 | 0 | 0 | 0 | 0 | 0 | 0 | 0 | 0 | 0 | 0 | 0 | 0 | 0 | 0 | 0
| Total Current Assets | 0 | 0 | 0 | 0 | 0 | 0 | 0 | 0 | 0 | 0 | 0 | 0 | 0 | 0 | 0 | 0 | 0 | 0 | 0 | 0 | 0 | 0 | 0 | 0 | 0 | 0
| Gross PP&E | 144317.0522 | 144317.0522 | 144317.0522 | 144317.0522 | 144317.0522 | 144317.0522 | 144317.0522 | 144317.0522 | 144317.0522 | 144317.0522 | 144317.0522 | 144317.0522 | 144317.0522 | 144317.0522 | 144317.0522 | 144317.0522 | 144317.0522 | 144317.0522 | 144317.0522 | 144317.0522 | 144317.0522 | 144317.0522 | 144317.0522 | 144317.0522 | 144317.0522 | 144317.0522
| Accumulated Depreciation | 3582.9675 | 8957.4187 | 14331.8699 | 19706.3211 | 25080.7723 | 29635.663 | 33780.7735 | 37925.8839 | 42070.9944 | 46216.1048 | 50361.2153 | 54506.3257 | 58651.4362 | 62796.5466 | 66941.6571 | 71086.7675 | 75231.878 | 79376.9884 | 83522.0989 | 87667.2093 | 91812.3198 | 95957.4302 | 100102.5407 | 104247.6511 | 108392.7616 | 112537.872
| Net PP&E | 140734.0847 | 135359.6335 | 129985.1823 | 124610.7311 | 119236.2798 | 114681.3891 | 110536.2787 | 106391.1682 | 102246.0578 | 98100.9473 | 93955.8369 | 89810.7264 | 85665.616 | 81520.5055 | 77375.3951 | 73230.2846 | 69085.1742 | 64940.0637 | 60794.9533 | 56649.8428 | 52504.7324 | 48359.6219 | 44214.5115 | 40069.401 | 35924.2906 | 31779.1801
| Other Assets | 0 | 0 | 0 | 0 | 0 | 0 | 0 | 0 | 0 | 0 | 0 | 0 | 0 | 0 | 0 | 0 | 0 | 0 | 0 | 0 | 0 | 0 | 0 | 0 | 0 | 0
Total Assets |  | 140734.0847 | 135359.6335 | 129985.1823 | 124610.7311 | 119236.2798 | 114681.3891 | 110536.2787 | 106391.1682 | 102246.0578 | 98100.9473 | 93955.8369 | 89810.7264 | 85665.616 | 81520.5055 | 77375.3951 | 73230.2846 | 69085.1742 | 64940.0637 | 60794.9533 | 56649.8428 | 52504.7324 | 48359.6219 | 44214.5115 | 40069.401 | 35924.2906 | 31779.1801
Liabilities
| Accounts Payable | 0 | 0 | 0 | 0 | 0 | 0 | 0 | 0 | 0 | 0 | 0 | 0 | 0 | 0 | 0 | 0 | 0 | 0 | 0 | 0 | 0 | 0 | 0 | 0 | 0 | 0
| Accrued Expenses | 0 | 0 | 0 | 0 | 0 | 0 | 0 | 0 | 0 | 0 | 0 | 0 | 0 | 0 | 0 | 0 | 0 | 0 | 0 | 0 | 0 | 0 | 0 | 0 | 0 | 0
| Deferred Tax Liability | -1538.4869 | -4826.3269 | -7657.4655 | -10080.5091 | -12134.4109 | -13890.5975 | -15509.6608 | -17137.7073 | -18765.4181 | -20402.8443 | -22040.7207 | -23689.156 | -25338.9467 | -27000.2675 | -28663.9858 | -28813.5249 | -27174.1337 | -25534.7426 | -23895.3514 | -22255.9602 | -20616.569 | -18977.1778 | -17337.7866 | -15698.3955 | -14059.0043 | -12419.6131
| Accrued Maintenance Liability | 498.7059 | 1012.3729 | 1540.9363 | 2084.5638 | 2643.4128 | 3217.4626 | 3806.8394 | 4411.6579 | 5032.0808 | 5668.2624 | 6320.4757 | 6988.9944 | 7674.4266 | 8377.4744 | -3164.8835 | -2424.2248 | -1663.4943 | -882.148 | -79.6271 | 744.642 | 1591.2488 | 2460.7987 | 3353.9133 | 4271.2314 | 5213.4088 | 6181.1192
| Working Capital Revolver | 0 | 0 | 0 | 0 | 0 | 0 | 0 | 0 | 0 | 0 | 0 | 0 | 0 | 0 | 0 | 0 | 0 | 0 | 0 | 0 | 0 | 0 | 0 | 0 | 0 | 0
| Long Term Debt | 106768.9141 | 105638.6153 | 104429.1956 | 103135.1165 | 101750.4518 | 100268.8607 | 98683.5581 | 96987.2844 | 95172.2715 | 93230.2077 | 91152.1995 | 88928.7306 | 86549.619 | 84003.9695 | 81280.1246 | 78365.6105 | 75247.0804 | 71910.2533 | 68339.8482 | 64519.5148 | 60431.758 | 56057.8583 | 51377.7856 | 46370.1078 | 41011.8925 | 35278.6022
| Other Non-Current Liabilities | 0 | 0 | 0 | 0 | 0 | 0 | 0 | 0 | 0 | 0 | 0 | 0 | 0 | 0 | 0 | 0 | 0 | 0 | 0 | 0 | 0 | 0 | 0 | 0 | 0 | 0
Total Long-term Liabilities |  | 105729.1331 | 101824.6614 | 98312.6664 | 95139.1711 | 92259.4538 | 89595.7257 | 86980.7367 | 84261.2351 | 81438.9342 | 78495.6258 | 75431.9545 | 72228.569 | 68885.0989 | 65381.1764 | 49451.2553 | 47127.8608 | 46409.4524 | 45493.3628 | 44364.8697 | 43008.1966 | 41406.4378 | 39541.4792 | 37393.9123 | 34942.9438 | 32166.2971 | 29040.1084
Stockholders' Equity
| Paid-In-Capital | 45758.106 | 45758.106 | 45758.106 | 45758.106 | 45758.106 | 45758.106 | 45758.106 | 45758.106 | 45758.106 | 45758.106 | 45758.106 | 45758.106 | 45758.106 | 45758.106 | 45758.106 | 45758.106 | 45758.106 | 45758.106 | 45758.106 | 45758.106 | 45758.106 | 45758.106 | 45758.106 | 45758.106 | 45758.106 | 45758.106
| Retained earnings | 1165.1332 | 1919.3156 | 1955.3857 | 1994.7361 | 2037.6114 | 2579.6982 | 2878.1407 | 2933.2398 | 2993.0297 | 3057.8556 | 3128.0869 | 3204.1194 | 3286.3768 | 3375.313 | 3471.4138 | 3575.1997 | 3687.2276 | 3808.0942 | 3938.4379 | 4078.9427 | 4230.3403 | 4393.4147 | 4569.0045 | 4758.0081 | 4961.3867 | 5180.1695
| Total stockholders' equity | 46923.2392 | 47677.4216 | 47713.4918 | 47752.8421 | 47795.7175 | 48337.8042 | 48636.2467 | 48691.3458 | 48751.1358 | 48815.9616 | 48886.1929 | 48962.2254 | 49044.4828 | 49133.419 | 49229.5199 | 49333.3057 | 49445.3337 | 49566.2002 | 49696.544 | 49837.0487 | 49988.4464 | 50151.5207 | 50327.1106 | 50516.1141 | 50719.4927 | 50938.2756
Total Liabilities & Equity |  | 152652.3724 | 149502.083 | 146026.1582 | 142892.0133 | 140055.1712 | 137933.5299 | 135616.9835 | 132952.5809 | 130190.0699 | 127311.5874 | 124318.1474 | 121190.7945 | 117929.5817 | 114514.5954 | 98680.7752 | 96461.1665 | 95854.7861 | 95059.563 | 94061.4137 | 92845.2453 | 91394.8842 | 89692.9999 | 87721.0229 | 85459.0579 | 82885.7898 | 79978.3839
Proof |  | -11918.2877 | -14142.4495 | -16040.9759 | -18281.2822 | -20818.8914 | -23252.1408 | -25080.7048 | -26561.4126 | -27944.0122 | -29210.6401 | -30362.3105 | -31380.068 | -32263.9657 | -32994.0899 | -21305.3801 | -23230.8819 | -26769.6119 | -30119.4993 | -33266.4604 | -36195.4025 | -38890.1519 | -41333.3779 | -43506.5114 | -45389.6569 | -46961.4992 | -48199.2038

## CF & Returns
PROJECT NAME: Homestead, Florida
Cash Flows and Return Analysis
| 0 | 0.66667 | 1.6667 | 2.6667 | 3.6667 | 4.6667 | 5.6667 | 6.6667 | 7.6667 | 8.6667 | 9.6667 | 10.6667 | 11.6667 | 12.6667 | 13.6667 | 14.6667 | 15.6667 | 16.6667 | 17.6667 | 18.6667 | 19.6667 | 20.6667 | 21.6667 | 22.6667 | 23.6667 | 24.6667 | 25.6667 | 26.6667 | 27.6667 | 28.6667 | 29.6667 | 30.6667
('000 $) | Close | 2001 | 2002 | 2003 | 2004 | 2005 | 2006 | 2007 | 2008 | 2009 | 2010 | 2011 | 2012 | 2013 | 2014 | 2015 | 2016 | 2017 | 2018 | 2019 | 2020 | 2021 | 2022 | 2023 | 2024 | 2025 | 2026 | 2027 | 2028 | 2029 | 2030 | 2031
| 2000-04-01 | 2001-12-30 12:00 | 2002-12-30 18:00 | 2003-12-31 | 2004-12-30 06:00 | 2005-12-30 12:00 | 2006-12-30 18:00 | 2007-12-31 | 2008-12-30 06:00 | 2009-12-30 12:00 | 2010-12-30 18:00 | 2011-12-31 | 2012-12-30 06:00 | 2013-12-30 12:00 | 2014-12-30 18:00 | 2015-12-31 | 2016-12-30 06:00 | 2017-12-30 12:00 | 2018-12-30 18:00 | 2019-12-31 | 2020-12-30 06:00 | 2021-12-30 12:00 | 2022-12-30 18:00 | 2023-12-31 | 2024-12-30 06:00 | 2025-12-30 12:00 | 2026-12-30 18:00 | 2027-12-31 | 2028-12-30 06:00 | 2029-12-30 12:00 | 2030-12-30 18:00 | 2031-12-31
EBITDA | 0 | 9870.131 | 15944.2007 | 15919.2107 | 15893.7209 | 15867.7213 | 15841.2017 | 15814.1517 | 15786.5608 | 15758.418 | 15729.7123 | 15700.4325 | 15670.5672 | 15640.1045 | 15609.0326 | 15577.3392 | 15545.012 | 15512.0382 | 15478.405 | 15444.0991 | 15409.107 | 15373.4151 | 15337.0094 | 15299.8756 | 15261.9991 | 15223.3651 | 15183.9584 | 15143.7635 | 15102.7648 | 15060.9461 | 15018.291 | 2644.1727
Less Interest Payments | 0 | -4359.7307 | -7394.7031 | -7310.0437 | -7219.4582 | -7122.5316 | -7018.8202 | -6907.8491 | -6789.1099 | -6662.059 | -6526.1145 | -6380.654 | -6225.0111 | -6058.4733 | -5880.2779 | -5689.6087 | -5485.5927 | -5267.2956 | -5033.7177 | -4783.7894 | -4516.366 | -4230.2231 | 0 | 0 | 0 | 0 | 0 | 0 | 0 | 0 | 0 | 0
Less Principal Payments | 0 | -1130.2988 | -1209.4197 | -1294.0791 | -1384.6646 | -1481.5912 | -1585.3025 | -1696.2737 | -1815.0129 | -1942.0638 | -2078.0083 | -2223.4688 | -2379.1117 | -2545.6495 | -2723.8449 | -2914.5141 | -3118.5301 | -3336.8272 | -3570.4051 | -3820.3334 | -4087.7568 | -4373.8997 | 0 | 0 | 0 | 0 | 0 | 0 | 0 | 0 | 0 | 0
Pre-Tax Cashflow | 0 | 4380.1016 | 7340.0779 | 7315.0879 | 7289.5981 | 7263.5985 | 7237.0789 | 7210.0289 | 7182.438 | 7154.2952 | 7125.5895 | 7096.3097 | 7066.4444 | 7035.9817 | 7004.9098 | 6973.2164 | 6940.8892 | 6907.9154 | 6874.2822 | 6839.9763 | 6804.9842 | 6769.2924 | 15337.0094 | 15299.8756 | 15261.9991 | 15223.3651 | 15183.9584 | 15143.7635 | 15102.7648 | 15060.9461 | 15018.291 | 2644.1727
State Tax Benefit / (Expense) | 0 | -134.9203 | -222.2532 | -226.4301 | -230.9868 | -235.9517 | -298.7244 | -333.2835 | -339.6638 | -346.5874 | -354.0941 | -362.2268 | -371.0312 | -380.5565 | -390.8551 | -401.9834 | -414.0016 | -426.9742 | -440.9704 | -456.0639 | -472.3341 | -489.8657 | -508.7494 | -529.0824 | -550.9687 | -574.5196 | -599.8542 | -627.1002 | -656.3941 | -687.8821 | -721.7206 | -88.3728
Federal Tax Benefit / (Expense) | 0 | -627.3794 | -1033.4776 | -1052.9 | -1074.0887 | -1097.1754 | -1389.0682 | -1549.7681 | -1579.4368 | -1611.6314 | -1646.5376 | -1684.3545 | -1725.295 | -1769.5875 | -1817.4762 | -1869.2228 | -1925.1075 | -1985.4303 | -2050.5122 | -2120.6973 | -2196.3537 | -2277.8756 | -2365.6848 | -2460.2332 | -2562.0044 | -2671.5159 | -2789.322 | -2916.016 | -3052.2326 | -3198.6517 | -3356.0007 | -410.9337
Less Capex | 0 | 0 | 0 | 0 | 0 | 0 | 0 | 0 | 0 | 0 | 0 | 0 | 0 | 0 | 0 | 0 | 0 | 0 | 0 | 0 | 0 | 0 | 0 | 0 | 0 | 0 | 0 | 0 | 0 | 0 | 0 | 0
After Tax Cashflow to Equity | 0 | 3617.8019 | 6084.3471 | 6035.7578 | 5984.5226 | 5930.4714 | 5549.2863 | 5326.9774 | 5263.3373 | 5196.0764 | 5124.9578 | 5049.7285 | 4970.1182 | 4885.8378 | 4796.5785 | 4702.0102 | 4601.7801 | 4495.5109 | 4382.7996 | 4263.215 | 4136.2963 | 4001.5511 | 12462.5752 | 12310.56 | 12149.0261 | 11977.3296 | 11794.7821 | 11600.6474 | 11394.1381 | 11174.4123 | 10940.5697 | 2144.8661
Distribution to Equity: | 2000-04-01: 100%
Pre-Tax Cashflow to Equity |  | 4380.1016 | 7340.0779 | 7315.0879 | 7289.5981 | 7263.5985 | 7237.0789 | 7210.0289 | 7182.438 | 7154.2952 | 7125.5895 | 7096.3097 | 7066.4444 | 7035.9817 | 7004.9098 | 6973.2164 | 6940.8892 | 6907.9154 | 6874.2822 | 6839.9763 | 6804.9842 | 6769.2924 | 15337.0094 | 15299.8756 | 15261.9991 | 15223.3651 | 15183.9584 | 15143.7635 | 15102.7648 | 15060.9461 | 15018.291 | 2644.1727
After-Tax Cashflow to Equity |  | 3617.8019 | 6084.3471 | 6035.7578 | 5984.5226 | 5930.4714 | 5549.2863 | 5326.9774 | 5263.3373 | 5196.0764 | 5124.9578 | 5049.7285 | 4970.1182 | 4885.8378 | 4796.5785 | 4702.0102 | 4601.7801 | 4495.5109 | 4382.7996 | 4263.215 | 4136.2963 | 4001.5511 | 12462.5752 | 12310.56 | 12149.0261 | 11977.3296 | 11794.7821 | 11600.6474 | 11394.1381 | 11174.4123 | 10940.5697 | 2144.8661
Equity RROR | 2000-04-01: 14%
Beginning Balance | -45758.106 | -45758.106 | -45758.106 | -44824.163 | -43784.4579 | -42624.6839 | -41328.5411 | -39877.4579 | -38250.2731 | -36422.8734 | -34367.7805 | -32053.6802 | -29444.8857 | -26500.7253 | -23174.8452 | -19414.4137 | -15159.2152 | -10340.6161 | -4880.3869 | 1310.6411 | 8334.1071 | 16305.8663 | 25357.9799 | 44245.1066 | 65739.2971 | 90204.7978 | 118056.8345 | 149768.7497 | 185880.1382 | 227006.1223 | 273847.9255 | 327204.9261
RROR Target Coupon | 0 | 6406.1348 | 6406.1348 | 6275.3828 | 6129.8241 | 5967.4557 | 5785.9958 | 5582.8441 | 5355.0382 | 5099.2023 | 4811.4893 | 4487.5152 | 4122.284 | 3710.1015 | 3244.4783 | 2718.0179 | 2122.2901 | 1447.6863 | 683.2542 | -183.4897 | -1166.775 | -2282.8213 | -3550.1172 | -6194.3149 | -9203.5016 | -12628.6717 | -16527.9568 | -20967.625 | -26023.2194 | -31780.8571 | -38338.7096 | -45808.6896
Actual Cash Flow | 0 | 4380.1016 | 7340.0779 | 7315.0879 | 7289.5981 | 7263.5985 | 7237.0789 | 7210.0289 | 7182.438 | 7154.2952 | 7125.5895 | 7096.3097 | 7066.4444 | 7035.9817 | 7004.9098 | 6973.2164 | 6940.8892 | 6907.9154 | 6874.2822 | 6839.9763 | 6804.9842 | 6769.2924 | 15337.0094 | 15299.8756 | 15261.9991 | 15223.3651 | 15183.9584 | 15143.7635 | 15102.7648 | 15060.9461 | 15018.291 | 2644.1727
Equity Paydown | 0 | 0 | 933.9431 | 1039.7051 | 1159.774 | 1296.1428 | 1451.0832 | 1627.1848 | 1827.3997 | 2055.0929 | 2314.1002 | 2608.7945 | 2944.1604 | 3325.8802 | 3760.4315 | 4255.1985 | 4818.5991 | 5460.2292 | 6191.028 | 7023.466 | 7971.7592 | 9052.1136 | 18887.1266 | 21494.1905 | 24465.5007 | 27852.0368 | 31711.9152 | 36111.3885 | 41125.9841 | 46841.8032 | 53357.0005 | 48452.8624
Ending Balance | -45758.106 | -45758.106 | -44824.163 | -43784.4579 | -42624.6839 | -41328.5411 | -39877.4579 | -38250.2731 | -36422.8734 | -34367.7805 | -32053.6802 | -29444.8857 | -26500.7253 | -23174.8452 | -19414.4137 | -15159.2152 | -10340.6161 | -4880.3869 | 1310.6411 | 8334.1071 | 16305.8663 | 25357.9799 | 44245.1066 | 65739.2971 | 90204.7978 | 118056.8345 | 149768.7497 | 185880.1382 | 227006.1223 | 273847.9255 | 327204.9261 | 375657.7884
ENRON'S RETURNS ANALYSIS
Zero Residual Value
Equity Return | 2000-04-01: -45758.106
Actual Cash Flow | 0 | 4380.1016 | 7340.0779 | 7315.0879 | 7289.5981 | 7263.5985 | 7237.0789 | 7210.0289 | 7182.438 | 7154.2952 | 7125.5895 | 7096.3097 | 7066.4444 | 7035.9817 | 7004.9098 | 6973.2164 | 6940.8892 | 6907.9154 | 6874.2822 | 6839.9763 | 6804.9842 | 6769.2924 | 15337.0094 | 15299.8756 | 15261.9991 | 15223.3651 | 15183.9584 | 15143.7635 | 15102.7648 | 15060.9461 | 15018.291 | 2644.1727
Total Cash Flow | -45758.106 | 4380.1016 | 7340.0779 | 7315.0879 | 7289.5981 | 7263.5985 | 7237.0789 | 7210.0289 | 7182.438 | 7154.2952 | 7125.5895 | 7096.3097 | 7066.4444 | 7035.9817 | 7004.9098 | 6973.2164 | 6940.8892 | 6907.9154 | 6874.2822 | 6839.9763 | 6804.9842 | 6769.2924 | 15337.0094 | 15299.8756 | 15261.9991 | 15223.3651 | 15183.9584 | 15143.7635 | 15102.7648 | 15060.9461 | 15018.291 | 2644.1727
| IRR | 12.53%
| NPV | 5357.2724
With 5x EBITDA Exit Multiple
Equity Return | 2000-04-01: -45758.106
Actual Cash Flow | 0 | 4380.1016 | 7340.0779 | 7315.0879 | 7289.5981 | 7263.5985 | 7237.0789 | 7210.0289 | 7182.438 | 7154.2952 | 7125.5895 | 7096.3097 | 7066.4444 | 7035.9817 | 7004.9098 | 6973.2164 | 6940.8892 | 6907.9154 | 6874.2822 | 6839.9763 | 6804.9842 | 6769.2924 | 15337.0094 | 15299.8756 | 15261.9991 | 15223.3651 | 15183.9584 | 15143.7635 | 15102.7648 | 15060.9461 | 15018.291 | 2644.1727
Residual Value | 0 | 0 | 0 | 0 | 0 | 0 | 0 | 0 | 0 | 0 | 0 | 0 | 0 | 0 | 0 | 0 | 0 | 0 | 0 | 0 | 0 | 76867.0757 | 0 | 0 | 0 | 0 | 0 | 0 | 0 | 0 | 0 | 75091.4548
Total Cash Flow | -45758.106 | 4380.1016 | 7340.0779 | 7315.0879 | 7289.5981 | 7263.5985 | 7237.0789 | 7210.0289 | 7182.438 | 7154.2952 | 7125.5895 | 7096.3097 | 7066.4444 | 7035.9817 | 7004.9098 | 6973.2164 | 6940.8892 | 6907.9154 | 6874.2822 | 6839.9763 | 6804.9842 | 83636.3681 | 15337.0094 | 15299.8756 | 15261.9991 | 15223.3651 | 15183.9584 | 15143.7635 | 15102.7648 | 15060.9461 | 15018.291 | 77735.6275
| IRR | 15.23%
| NPV | 20476.1352
Pre-Tax Cash Flows
With 10% Initial Project Cost
Equity Return | 2000-04-01: -45758.106
Actual Cash Flow | 0 | 4380.1016 | 7340.0779 | 7315.0879 | 7289.5981 | 7263.5985 | 7237.0789 | 7210.0289 | 7182.438 | 7154.2952 | 7125.5895 | 7096.3097 | 7066.4444 | 7035.9817 | 7004.9098 | 6973.2164 | 6940.8892 | 6907.9154 | 6874.2822 | 6839.9763 | 6804.9842 | 6769.2924 | 15337.0094 | 15299.8756 | 15261.9991 | 15223.3651 | 15183.9584 | 15143.7635 | 15102.7648 | 15060.9461 | 15018.291 | 2644.1727
Residual Value | 0 | 0 | 0 | 0 | 0 | 0 | 0 | 0 | 0 | 0 | 0 | 0 | 0 | 0 | 0 | 0 | 0 | 0 | 0 | 0 | 0 | 0 | 0 | 0 | 0 | 0 | 0 | 0 | 0 | 0 | 0 | 15252.702
Total Cash Flow | -45758.106 | 4380.1016 | 7340.0779 | 7315.0879 | 7289.5981 | 7263.5985 | 7237.0789 | 7210.0289 | 7182.438 | 7154.2952 | 7125.5895 | 7096.3097 | 7066.4444 | 7035.9817 | 7004.9098 | 6973.2164 | 6940.8892 | 6907.9154 | 6874.2822 | 6839.9763 | 6804.9842 | 6769.2924 | 15337.0094 | 15299.8756 | 15261.9991 | 15223.3651 | 15183.9584 | 15143.7635 | 15102.7648 | 15060.9461 | 15018.291 | 17896.8747
| IRR | 14.05%
| NPV | 12531.4171
After-Tax Cash Flows
With 10% Initial Project Cost
Equity Return | 2000-04-01: -45758.106
Actual Cash Flow | 0 | 3617.8019 | 6084.3471 | 6035.7578 | 5984.5226 | 5930.4714 | 5549.2863 | 5326.9774 | 5263.3373 | 5196.0764 | 5124.9578 | 5049.7285 | 4970.1182 | 4885.8378 | 4796.5785 | 4702.0102 | 4601.7801 | 4495.5109 | 4382.7996 | 4263.215 | 4136.2963 | 4001.5511 | 12462.5752 | 12310.56 | 12149.0261 | 11977.3296 | 11794.7821 | 11600.6474 | 11394.1381 | 11174.4123 | 10940.5697 | 2144.8661
Residual Value | 0 | 0 | 0 | 0 | 0 | 0 | 0 | 0 | 0 | 0 | 0 | 0 | 0 | 0 | 0 | 0 | 0 | 0 | 0 | 0 | 0 | 0 | 0 | 0 | 0 | 0 | 0 | 0 | 0 | 0 | 0 | 15252.702
Total Cash Flow | -45758.106 | 3617.8019 | 6084.3471 | 6035.7578 | 5984.5226 | 5930.4714 | 5549.2863 | 5326.9774 | 5263.3373 | 5196.0764 | 5124.9578 | 5049.7285 | 4970.1182 | 4885.8378 | 4796.5785 | 4702.0102 | 4601.7801 | 4495.5109 | 4382.7996 | 4263.215 | 4136.2963 | 4001.5511 | 12462.5752 | 12310.56 | 12149.0261 | 11977.3296 | 11794.7821 | 11600.6474 | 11394.1381 | 11174.4123 | 10940.5697 | 17397.5681
| IRR | 11.1%
| NPV | -6.3324e-11
With $200/kW
Equity Return | 2000-04-01: -45758.106
Actual Cash Flow | 0 | 4380.1016 | 7340.0779 | 7315.0879 | 7289.5981 | 7263.5985 | 7237.0789 | 7210.0289 | 7182.438 | 7154.2952 | 7125.5895 | 7096.3097 | 7066.4444 | 7035.9817 | 7004.9098 | 6973.2164 | 6940.8892 | 6907.9154 | 6874.2822 | 6839.9763 | 6804.9842 | 6769.2924 | 15337.0094 | 15299.8756 | 15261.9991 | 15223.3651 | 15183.9584 | 15143.7635 | 15102.7648 | 15060.9461 | 15018.291 | 2644.1727
Residual Value | 0 | 0 | 0 | 0 | 0 | 0 | 0 | 0 | 0 | 0 | 0 | 0 | 0 | 0 | 0 | 0 | 0 | 0 | 0 | 0 | 0 | 54600 | 0 | 0 | 0 | 0 | 0 | 0 | 0 | 0 | 0 | 54600
Total Cash Flow | -45758.106 | 4380.1016 | 7340.0779 | 7315.0879 | 7289.5981 | 7263.5985 | 7237.0789 | 7210.0289 | 7182.438 | 7154.2952 | 7125.5895 | 7096.3097 | 7066.4444 | 7035.9817 | 7004.9098 | 6973.2164 | 6940.8892 | 6907.9154 | 6874.2822 | 6839.9763 | 6804.9842 | 61369.2924 | 15337.0094 | 15299.8756 | 15261.9991 | 15223.3651 | 15183.9584 | 15143.7635 | 15102.7648 | 15060.9461 | 15018.291 | 57244.1727
| IRR | 14.92%
| NPV | 18090.6777
Sources & Uses
| Close | 2001 | 2002 | 2003 | 2004 | 2005 | 2006 | 2007 | 2008 | 2009 | 2010 | 2011 | 2012 | 2013 | 2014 | 2015 | 2016 | 2017 | 2018 | 2019 | 2020 | 2021 | 2022 | 2023 | 2024 | 2025 | 2026 | 2027 | 2028 | 2029 | 2030 | 2031
Sources
Net Income | 0 | 1165.1332 | 1919.3156 | 1955.3857 | 1994.7361 | 2037.6114 | 2579.6982 | 2878.1407 | 2933.2398 | 2993.0297 | 3057.8556 | 3128.0869 | 3204.1194 | 3286.3768 | 3375.313 | 3471.4138 | 3575.1997 | 3687.2276 | 3808.0942 | 3938.4379 | 4078.9427 | 4230.3403 | 4393.4147 | 4569.0045 | 4758.0081 | 4961.3867 | 5180.1695 | 5415.4582 | 5668.432 | 5940.3531 | 6232.5727 | 763.1626
Change in Deferred Taxes | 0 | -1538.4869 | -3287.84 | -2831.1386 | -2423.0437 | -2053.9017 | -1756.1866 | -1619.0633 | -1628.0465 | -1627.7108 | -1637.4262 | -1637.8764 | -1648.4353 | -1649.7907 | -1661.3208 | -1663.7182 | -149.5391 | 1639.3912 | 1639.3912 | 1639.3912 | 1639.3912 | 1639.3912 | 1639.3912 | 1639.3912 | 1639.3912 | 1639.3912 | 1639.3912 | 1639.3912 | 1639.3912 | 1639.3912 | 1639.3912 | 546.4637
D,D&A | 0 | 3582.9675 | 5374.4512 | 5374.4512 | 5374.4512 | 5374.4512 | 4554.8907 | 4145.1105 | 4145.1105 | 4145.1105 | 4145.1105 | 4145.1105 | 4145.1105 | 4145.1105 | 4145.1105 | 4145.1105 | 4145.1105 | 4145.1105 | 4145.1105 | 4145.1105 | 4145.1105 | 4145.1105 | 4145.1105 | 4145.1105 | 4145.1105 | 4145.1105 | 4145.1105 | 4145.1105 | 4145.1105 | 4145.1105 | 4145.1105 | 1381.7035
Other Non-Cash Expenses (Maintenance Accrual) | 0
Less: Actual Maintenance Charge | 0
Less: Maintenance Charge Reserved | 0
Plus: Usage of Maintenance Reserve | 0
Total Sources | 0 | 3209.6138 | 4005.9267 | 4498.6983 | 4946.1436 | 5358.1609 | 5378.4023 | 5404.1879 | 5450.3037 | 5510.4293 | 5565.5399 | 5635.3209 | 5700.7945 | 5781.6965 | 5859.1026 | 5952.806 | 7570.771 | 9471.7293 | 9592.5958 | 9722.9396 | 9863.4443 | 10014.842 | 10177.9163 | 10353.5062 | 10542.5097 | 10745.8883 | 10964.6711 | 11199.9598 | 11452.9336 | 11724.8548 | 12017.0743 | 2691.3299
Uses
Capex
Increase in WC
Net Principle Repayments
Total Uses
Surplus (Deficit)
Available to Deficit Revolver: Beg. Excess Cash Balance + Surplus (Deficit)
Increase Decrease in Deficit Revolver
Available for Dividends
Dividends Paid
Change in Cash
Beg.Excess Cash
End Excess Cash

## Revised Debt
(000's)
Total Project Cost | 152527.0202
Total Debt | 106768.9141
Debt Term (yrs) | 30
Debt (%) | 70%
Equity (%) | 30%
Rate (%) | 7%
Princ Amort Sched (yrs) | 30
Equity ($) | 45758.106
Capacity (MW) | 273
Capacity Pmt ($/kw-mo) | 6.1528
| 0.66667 | 1.6667 | 2.6667 | 3.6667 | 4.6667 | 5.6667 | 6.6667 | 7.6667 | 8.6667 | 9.6667 | 10.6667 | 11.6667 | 12.6667 | 13.6667 | 14.6667 | 15.6667 | 16.6667 | 17.6667 | 18.6667 | 19.6667 | 20.6667 | 21.6667 | 22.6667 | 23.6667 | 24.6667 | 25.6667 | 26.6667 | 27.6667 | 28.6667 | 29.6667
| 2001 | 2002 | 2003 | 2004 | 2005 | 2006 | 2007 | 2008 | 2009 | 2010 | 2011 | 2012 | 2013 | 2014 | 2015 | 2016 | 2017 | 2018 | 2019 | 2020 | 2021 | 2022 | 2023 | 2024 | 2025 | 2026 | 2027 | 2028 | 2029 | 2030
Principal Balance | 106768.9141 | 105638.6153 | 104429.1956 | 103135.1165 | 101750.4518 | 100268.8607 | 98683.5581 | 96987.2844 | 95172.2715 | 93230.2077 | 91152.1995 | 88928.7306 | 86549.619 | 84003.9695 | 81280.1246 | 78365.6105 | 75247.0804 | 71910.2533 | 68339.8482 | 64519.5148 | 60431.758 | 56057.8583 | 51377.7856 | 46370.1078 | 41011.8925 | 35278.6022 | 29143.9816 | 22579.9375 | 15556.4103 | 8041.2363
Payment | 8604.1228 | 8604.1228 | 8604.1228 | 8604.1228 | 8604.1228 | 8604.1228 | 8604.1228 | 8604.1228 | 8604.1228 | 8604.1228 | 8604.1228 | 8604.1228 | 8604.1228 | 8604.1228 | 8604.1228 | 8604.1228 | 8604.1228 | 8604.1228 | 8604.1228 | 8604.1228 | 8604.1228 | 8604.1228 | 8604.1228 | 8604.1228 | 8604.1228 | 8604.1228 | 8604.1228 | 8604.1228 | 8604.1228 | 8604.1228
Interest Payment | 7473.824 | 7394.7031 | 7310.0437 | 7219.4582 | 7122.5316 | 7018.8202 | 6907.8491 | 6789.1099 | 6662.059 | 6526.1145 | 6380.654 | 6225.0111 | 6058.4733 | 5880.2779 | 5689.6087 | 5485.5927 | 5267.2956 | 5033.7177 | 4783.7894 | 4516.366 | 4230.2231 | 3924.0501 | 3596.445 | 3245.9075 | 2870.8325 | 2469.5022 | 2040.0787 | 1580.5956 | 1088.9487 | 562.8865
Principal Payment | 1130.2988 | 1209.4197 | 1294.0791 | 1384.6646 | 1481.5912 | 1585.3025 | 1696.2737 | 1815.0129 | 1942.0638 | 2078.0083 | 2223.4688 | 2379.1117 | 2545.6495 | 2723.8449 | 2914.5141 | 3118.5301 | 3336.8272 | 3570.4051 | 3820.3334 | 4087.7568 | 4373.8997 | 4680.0727 | 5007.6778 | 5358.2152 | 5733.2903 | 6134.6206 | 6564.0441 | 7023.5272 | 7515.1741 | 8041.2363
EBITDA | 9870.131 | 15944.2007 | 15919.2107 | 15893.7209 | 15867.7213 | 15841.2017 | 15814.1517 | 15786.5608 | 15758.418 | 15729.7123 | 15700.4325 | 15670.5672 | 15640.1045 | 15609.0326 | 15577.3392 | 15545.012 | 15512.0382 | 15478.405 | 15444.0991 | 15409.107 | 15373.4151 | 15337.0094 | 15299.8756 | 15261.9991 | 15223.3651 | 15183.9584 | 15143.7635 | 15102.7648 | 15060.9461 | 15018.291
DSCR | 1.1471 | 1.8531 | 1.8502 | 1.8472 | 1.8442 | 1.8411 | 1.838 | 1.8348 | 1.8315 | 1.8282 | 1.8248 | 1.8213 | 1.8177 | 1.8141 | 1.8105 | 1.8067 | 1.8029 | 1.799 | 1.795 | 1.7909 | 1.7867 | 1.7825 | 1.7782 | 1.7738 | 1.7693 | 1.7647 | 1.7601 | 1.7553 | 1.7504 | 1.7455
Average | 1.7822
Min | 1.1471

## BS (hidden)
PROJECT NAME: Homestead, Florida
BALANCE SHEET
| 0 | 0.66667 | 1.6667 | 2.6667 | 3.6667 | 4.6667 | 5.6667 | 6.6667 | 7.6667 | 8.6667 | 9.6667 | 10.6667 | 11.6667 | 12.6667 | 13.6667 | 14.6667 | 15.6667 | 16.6667 | 17.6667 | 18.6667 | 19.6667 | 20.6667 | 21.6667 | 22.6667 | 23.6667 | 24.6667 | 25.6667 | 26.6667 | 27.6667 | 28.6667 | 29.6667 | 30.6667
('000 $) | Close | 2001 | 2002 | 2003 | 2004 | 2005 | 2006 | 2007 | 2008 | 2009 | 2010 | 2011 | 2012 | 2013 | 2014 | 2015 | 2016 | 2017 | 2018 | 2019 | 2020 | 2021 | 2022 | 2023 | 2024 | 2025 | 2026 | 2027 | 2028 | 2029 | 2030 | 2031
|  | 2001-12-30 12:00 | 2002-12-30 18:00 | 2003-12-31 | 2004-12-30 06:00 | 2005-12-30 12:00 | 2006-12-30 18:00 | 2007-12-31 | 2008-12-30 06:00 | 2009-12-30 12:00 | 2010-12-30 18:00 | 2011-12-31 | 2012-12-30 06:00 | 2013-12-30 12:00 | 2014-12-30 18:00 | 2015-12-31 | 2016-12-30 06:00 | 2017-12-30 12:00 | 2018-12-30 18:00 | 2019-12-31 | 2020-12-30 06:00 | 2021-12-30 12:00 | 2022-12-30 18:00 | 2023-12-31 | 2024-12-30 06:00 | 2025-12-30 12:00 | 2026-12-30 18:00 | 2027-12-31 | 2028-12-30 06:00 | 2029-12-30 12:00 | 2030-12-30 18:00 | 2031-12-31
Assets
Cash | 0 | 0 | 0 | 0 | 0 | 0 | 0 | 0 | 0 | 0 | 0 | 0 | 0 | 0 | 0 | 0 | 0 | 0 | 0 | 0 | 0 | 0 | 0 | 0 | 0 | 0 | 0 | 0 | 0 | 0 | 0 | 0
Accounts Receivable | 0 | 0 | 0 | 0 | 0 | 0 | 0 | 0 | 0 | 0 | 0 | 0 | 0 | 0 | 0 | 0 | 0 | 0 | 0 | 0 | 0 | 0 | 0 | 0 | 0 | 0 | 0 | 0 | 0 | 0 | 0 | 0
Inventories | 0 | 0 | 0 | 0 | 0 | 0 | 0 | 0 | 0 | 0 | 0 | 0 | 0 | 0 | 0 | 0 | 0 | 0 | 0 | 0 | 0 | 0 | 0 | 0 | 0 | 0 | 0 | 0 | 0 | 0 | 0 | 0
Other Current Assets | 0 | 0 | 0 | 0 | 0 | 0 | 0 | 0 | 0 | 0 | 0 | 0 | 0 | 0 | 0 | 0 | 0 | 0 | 0 | 0 | 0 | 0 | 0 | 0 | 0 | 0 | 0 | 0 | 0 | 0 | 0 | 0
Debt Service Reserve | 0 | 0 | 0 | 0 | 0 | 0 | 0 | 0 | 0 | 0 | 0 | 0 | 0 | 0 | 0 | 0 | 0 | 0 | 0 | 0 | 0 | 0 | 0 | 0 | 0 | 0 | 0 | 0 | 0 | 0 | 0 | 0
Total Current Assets |  | 0 | 0 | 0 | 0 | 0 | 0 | 0 | 0 | 0 | 0 | 0 | 0 | 0 | 0 | 0 | 0 | 0 | 0 | 0 | 0 | 0 | 0 | 0 | 0 | 0 | 0 | 0 | 0 | 0 | 0 | 0
Gross PP&E | 152527.0202 | 144317.0522 | 144317.0522 | 144317.0522 | 144317.0522 | 144317.0522 | 144317.0522 | 144317.0522 | 144317.0522 | 144317.0522 | 144317.0522 | 144317.0522 | 144317.0522 | 144317.0522 | 144317.0522 | 144317.0522 | 144317.0522 | 144317.0522 | 144317.0522 | 144317.0522 | 144317.0522 | 144317.0522 | 144317.0522 | 144317.0522 | 144317.0522 | 144317.0522 | 144317.0522 | 144317.0522 | 144317.0522 | 144317.0522 | 144317.0522 | 144317.0522
Accumulated Depreciation | 0 | 3582.9675 | 8957.4187 | 14331.8699 | 19706.3211 | 25080.7723 | 29635.663 | 33780.7735 | 37925.8839 | 42070.9944 | 46216.1048 | 50361.2153 | 54506.3257 | 58651.4362 | 62796.5466 | 66941.6571 | 71086.7675 | 75231.878 | 79376.9884 | 83522.0989 | 87667.2093 | 91812.3198 | 95957.4302 | 100102.5407 | 104247.6511 | 108392.7616 | 112537.872 | 116682.9825 | 120828.0929 | 124973.2034 | 129118.3138 | 130500.0173
Net PP&E | 152527.0202 | 140734.0847 | 135359.6335 | 129985.1823 | 124610.7311 | 119236.2798 | 114681.3891 | 110536.2787 | 106391.1682 | 102246.0578 | 98100.9473 | 93955.8369 | 89810.7264 | 85665.616 | 81520.5055 | 77375.3951 | 73230.2846 | 69085.1742 | 64940.0637 | 60794.9533 | 56649.8428 | 52504.7324 | 48359.6219 | 44214.5115 | 40069.401 | 35924.2906 | 31779.1801 | 27634.0697 | 23488.9592 | 19343.8488 | 15198.7383 | 13817.0348
Land | 8253.718 | 8253.718 | 8253.718 | 8253.718 | 8253.718 | 8253.718 | 8253.718 | 8253.718 | 8253.718 | 8253.718 | 8253.718 | 8253.718 | 8253.718 | 8253.718 | 8253.718 | 8253.718 | 8253.718 | 8253.718 | 8253.718 | 8253.718 | 8253.718 | 8253.718 | 8253.718 | 8253.718 | 8253.718 | 8253.718 | 8253.718 | 8253.718 | 8253.718 | 8253.718 | 8253.718 | 8253.718
Other Assets | 0 | 0 | 0 | 0 | 0 | 0 | 0 | 0 | 0 | 0 | 0 | 0 | 0 | 0 | 0 | 0 | 0 | 0 | 0 | 0 | 0 | 0 | 0 | 0 | 0 | 0 | 0 | 0 | 0 | 0 | 0 | 0
Total Assets | 160780.7382 | 148987.8027 | 143613.3515 | 138238.9003 | 132864.4491 | 127489.9978 | 122935.1071 | 118789.9967 | 114644.8862 | 110499.7758 | 106354.6653 | 102209.5549 | 98064.4444 | 93919.334 | 89774.2235 | 85629.1131 | 81484.0026 | 77338.8922 | 73193.7817 | 69048.6713 | 64903.5608 | 60758.4504 | 56613.3399 | 52468.2295 | 48323.119 | 44178.0086 | 40032.8981 | 35887.7877 | 31742.6772 | 27597.5668 | 23452.4563 | 22070.7528
Liabilities
Accounts Payable | 0 | 0 | 0 | 0 | 0 | 0 | 0 | 0 | 0 | 0 | 0 | 0 | 0 | 0 | 0 | 0 | 0 | 0 | 0 | 0 | 0 | 0 | 0 | 0 | 0 | 0 | 0 | 0 | 0 | 0 | 0 | 0
Accrued Expenses | 0 | 0 | 0 | 0 | 0 | 0 | 0 | 0 | 0 | 0 | 0 | 0 | 0 | 0 | 0 | 0 | 0 | 0 | 0 | 0 | 0 | 0 | 0 | 0 | 0 | 0 | 0 | 0 | 0 | 0 | 0 | 0
Deferred Tax Liability | 0 | #REF! | #REF! | #REF! | #REF! | #REF! | #REF! | #REF! | #REF! | #REF! | #REF! | #REF! | #REF! | #REF! | #REF! | #REF! | #REF! | #REF! | #REF! | #REF! | #REF! | #REF! | #REF! | #REF! | #REF! | #REF! | #REF! | #REF! | #REF! | #REF! | #REF! | #REF!
Working Capital Revolver | 0 | 8253.718 | 8253.718 | 8253.718 | 8253.718 | 8253.718 | 8253.718 | 8253.718 | 8253.718 | 8253.718 | 8253.718 | 8253.718 | 8253.718 | 8253.718 | 8253.718 | 8253.718 | 8253.718 | 8253.718 | 8253.718 | 8253.718 | 8253.718 | 8253.718 | 8253.718 | 8253.718 | 8253.718 | 8253.718 | 8253.718 | 8253.718 | 8253.718 | 8253.718 | 8253.718 | 8253.718
Long Term Debt | 106768.9141 | #REF! | #REF! | #REF! | #REF! | #REF! | #REF! | #REF! | #REF! | #REF! | #REF! | #REF! | #REF! | #REF! | #REF! | #REF! | #REF! | #REF! | #REF! | #REF! | #REF! | #REF! | #REF! | #REF! | #REF! | #REF! | #REF! | #REF! | #REF! | #REF! | #REF! | #REF!
Other Non-Current Liabilities | 0 | 0 | 0 | 0 | 0 | 0 | 0 | 0 | 0 | 0 | 0 | 0 | 0 | 0 | 0 | 0 | 0 | 0 | 0 | 0 | 0 | 0 | 0 | 0 | 0 | 0 | 0 | 0 | 0 | 0 | 0 | 0
Total Long-term Liabilities | 106768.9141 | #REF! | #REF! | #REF! | #REF! | #REF! | #REF! | #REF! | #REF! | #REF! | #REF! | #REF! | #REF! | #REF! | #REF! | #REF! | #REF! | #REF! | #REF! | #REF! | #REF! | #REF! | #REF! | #REF! | #REF! | #REF! | #REF! | #REF! | #REF! | #REF! | #REF! | #REF!
Stockholders' Equity
Paid-In-Capital | 45758.106 | 45758.106 | 45758.106 | 45758.106 | 45758.106 | 45758.106 | 45758.106 | 45758.106 | 45758.106 | 45758.106 | 45758.106 | 45758.106 | 45758.106 | 45758.106 | 45758.106 | 45758.106 | 45758.106 | 45758.106 | 45758.106 | 45758.106 | 45758.106 | 45758.106 | 45758.106 | 45758.106 | 45758.106 | 45758.106 | 45758.106 | 45758.106 | 45758.106 | 45758.106 | 45758.106 | 45758.106
Retained earnings | #REF! | #REF! | #REF! | #REF! | #REF! | #REF! | #REF! | #REF! | #REF! | #REF! | #REF! | #REF! | #REF! | #REF! | #REF! | #REF! | #REF! | #REF! | #REF! | #REF! | #REF! | #REF! | #REF! | #REF! | #REF! | #REF! | #REF! | #REF! | #REF! | #REF! | #REF! | #REF!
Total stockholders' equity | #REF! | #REF! | #REF! | #REF! | #REF! | #REF! | #REF! | #REF! | #REF! | #REF! | #REF! | #REF! | #REF! | #REF! | #REF! | #REF! | #REF! | #REF! | #REF! | #REF! | #REF! | #REF! | #REF! | #REF! | #REF! | #REF! | #REF! | #REF! | #REF! | #REF! | #REF! | #REF!
Total Liabilities & Equity | #REF! | #REF! | #REF! | #REF! | #REF! | #REF! | #REF! | #REF! | #REF! | #REF! | #REF! | #REF! | #REF! | #REF! | #REF! | #REF! | #REF! | #REF! | #REF! | #REF! | #REF! | #REF! | #REF! | #REF! | #REF! | #REF! | #REF! | #REF! | #REF! | #REF! | #REF! | #REF!
Proof | #REF! | #REF! | #REF! | #REF! | #REF! | #REF! | #REF! | #REF! | #REF! | #REF! | #REF! | #REF! | #REF! | #REF! | #REF! | #REF! | #REF! | #REF! | #REF! | #REF! | #REF! | #REF! | #REF! | #REF! | #REF! | #REF! | #REF! | #REF! | #REF! | #REF! | #REF! | #REF!

## Debt (hidden)
PROJECT NAME: Homestead, Florida
DEBT ISSUANCE | (This page is set up to solve for Debt Principal given DSCR, by using the Goal Seek Button)
('000 $) | 2001 | 2002 | 2003 | 2004 | 2005 | 2006 | 2007 | 2008 | 2009 | 2010 | 2011 | 2012 | 2013 | 2014 | 2015 | 2016 | 2017 | 2018 | 2019 | 2020 | 2021 | 2022 | 2023 | 2024 | 2025 | 2026 | 2027 | 2028 | 2029 | 2030 | 2031
| 2001-12-31 | 2002-12-31 | 2003-12-31 | 2004-12-31 | 2005-12-31 | 2006-12-31 | 2007-12-31 | 2008-12-31 | 2009-12-31 | 2010-12-31 | 2011-12-31 | 2012-12-31 | 2013-12-31 | 2014-12-31 | 2015-12-31 | 2016-12-31 | 2017-12-31 | 2018-12-31 | 2019-12-31 | 2020-12-31 | 2021-12-31 | 2022-12-31 | 2023-12-31 | 2024-12-31 | 2025-12-31 | 2026-12-31 | 2027-12-31 | 2028-12-31 | 2029-12-31 | 2030-12-31 | 2031-12-31
EBITDA by Debt Fiscal Year | 6189.0576 | 15650.1447 | 15925.4411 | 15910.9025 | 15863.3768 | 15847.8135 | 15820.8957 | 15804.1932 | 15754.6808 | 15736.8691 | 15707.7324 | 15688.6877 | 15637.0247 | 15616.7793 | 15585.2409 | 15563.6607 | 15509.67 | 15486.7902 | 15452.652 | 15428.3276 | 15371.8172 | 15346.0859 | 15309.1336 | 15281.8386 | 15222.6008 | 15193.7831 | 15153.7847 | 15123.2742 | 15061.0843 | 15028.9255 | 6388.4589 |  | 1
DSCR | 1.3 | 1.3 | 1.3 | 1.3 | 1.3 | 1.3 | 1.3 | 1.3 | 1.3 | 1.3 | 1.3 | 1.3 | 1.3 | 1.3 | 1.3 | 1.3 | 1.3 | 1.3 | 1.3 | 1.3 | 1.3 | 1.3 | 1.3 | 1.3 | 1.3 | 1.3 | 1.3 | 1.3 | 1.3 | 1.3 | 1.3 |  | 6
Target DS | 4760.8135 | 12038.5728 | 12250.3393 | 12239.1558 | 12202.5975 | 12190.6257 | 12169.9198 | 12157.0717 | 12118.9852 | 12105.2839 | 12082.8711 | 12068.2213 | 12028.4805 | 12012.9071 | 11988.6468 | 11972.0467 | 11930.5154 | 11912.9156 | 11886.6554 | 11867.9443 | 11824.4747 | 11804.6815 | 11776.2566 | 11755.2605 | 11709.6929 | 11687.5254 | 11656.7575 | 11633.2879 | 11585.4494 | 11560.7119 | 4914.1992
Debt Principal | 2001-12-31: 84092.2306
Ending Balance at Maturity | 2001-12-31: 0
| 2001-04-01 | 2002-04-01 | 2003-04-01 | 2004-04-01 | 2005-04-01 | 2006-04-01 | 2007-04-01 | 2008-04-01 | 2009-04-01 | 2010-04-01 | 2011-04-01 | 2012-04-01 | 2013-04-01 | 2014-04-01 | 2015-04-01 | 2016-04-01 | 2017-04-01 | 2018-04-01 | 2019-04-01 | 2020-04-01 | 2021-04-01 | 2022-04-01 | 2023-04-01 | 2024-04-01 | 2025-04-01 | 2026-04-01 | 2027-04-01 | 2028-04-01 | 2029-04-01 | 2030-04-01 | 2031-04-01 | 2031-05-01
Beginning Balance |  | 105138.8195 | 100376.2059 | 95060.1926 | 89382.2053 | 83327.3124 | 76857.7533 | 69948.4692 | 62564.1805 | 54685.5772 | 46262.8502 | 37263.0207 | 27639.5031 | 17367.2067 | 6380.4768 | 0 | 0 | 0 | 0 | 0 | 0 | 0 | 0 | 0 | 0 | 0 | 0 | 0 | 0 | 0 | 0
Addition |  | 0 | 0 | 0 | 0 | 0 | 0 | 0 | 0 | 0 | 0 | 0 | 0 | 0 | 0 | 0 | 0 | 0 | 0 | 0 | 0 | 0 | 0 | 0 | 0 | 0 | 0 | 0 | 0 | 0 | 0
Principal Payment |  | 2350.7655 | 2621.6276 | 2787.9384 | 2985.7545 | 3186.8472 | 3402.3084 | 3627.0041 | 3878.7288 | 4143.8906 | 4426.672 | 4728.1281 | 5050.826 | 5400.2667 | 5771.6185 | 0 | 0 | 0 | 0 | 0 | 0 | 0 | 0 | 0 | 0 | 0 | 0 | 0 | 0 | 0 | 0
Interest Payment |  | 1834.8884 | 1751.771 | 1672.6438 | 1559.9031 | 1454.2328 | 1341.3257 | 1230.7873 | 1091.8735 | 954.3757 | 807.3818 | 655.6663 | 482.3661 | 303.0934 | 111.3524 | 0 | 0 | 0 | 0 | 0 | 0 | 0 | 0 | 0 | 0 | 0 | 0 | 0 | 0 | 0 | 0
Ending Balance |  | 102788.054 | 97754.5783 | 92272.2543 | 86396.4508 | 80140.4651 | 73455.4448 | 66321.4651 | 58685.4517 | 50541.6867 | 41836.1783 | 32534.8926 | 22588.6772 | 11966.94 | 608.8583 | 0 | 0 | 0 | 0 | 0 | 0 | 0 | 0 | 0 | 0 | 0 | 0 | 0 | 0 | 0 | 0
Pro-rata EBITDA |  | 7656.203 | 7944.0286 | 7964.0421 | 7907.7795 | 7905.5123 | 7892.1566 | 7910.9129 | 7853.8849 | 7850.4654 | 7836.0087 | 7853.4041 | 7795.5476 | 7790.8808 | 7775.2324 | 7791.1547 | 7732.4015 | 7726.3845 | 7709.4462 | 7723.7741 | 7664.0501 | 7656.5716 | 7638.2371 | 7650.839 | 7590.0644 | 7581.0039 | 7561.1581 | 7571.8918 | 7509.9798 | 7499.207 | 5732.8789
DSCR | 2002-04-01: 1.2719; 2003-04-01: 1.2969; 2004-04-01: 1.3014; 2005-04-01: 1.2961; 2006-04-01: 1.297; 2007-04-01: 1.297; 2008-04-01: 1.3015; 2009-04-01: 1.2961; 2010-04-01: 1.297; 2011-04-01: 1.297; 2012-04-01: 1.3015; 2013-04-01: 1.2962; 2014-04-01: 1.2971; 2015-04-01: 1.2971
(Debt Anniversary) | 2001-10-01 | 2002-10-01 | 2003-10-01 | 2004-10-01 | 2005-10-01 | 2006-10-01 | 2007-10-01 | 2008-10-01 | 2009-10-01 | 2010-10-01 | 2011-10-01 | 2012-10-01 | 2013-10-01 | 2014-10-01 | 2015-10-01 | 2016-10-01 | 2017-10-01 | 2018-10-01 | 2019-10-01 | 2020-10-01 | 2021-10-01 | 2022-10-01 | 2023-10-01 | 2024-10-01 | 2025-10-01 | 2026-10-01 | 2027-10-01 | 2028-10-01 | 2029-10-01 | 2030-10-01 | 2031-05-01
Beginning Balance | 106768.9141 | 102788.054 | 97754.5783 | 92272.2543 | 86396.4508 | 80140.4651 | 73455.4448 | 66321.4651 | 58685.4517 | 50541.6867 | 41836.1783 | 32534.8926 | 22588.6772 | 11966.94 | 608.8583 | 0 | 0 | 0 | 0 | 0 | 0 | 0 | 0 | 0 | 0 | 0 | 0 | 0 | 0 | 0 | 0
Addition | 0 | 0 | 0 | 0 | 0 | 0 | 0 | 0 | 0 | 0 | 0 | 0 | 0 | 0 | 0 | 0 | 0 | 0 | 0 | 0 | 0 | 0 | 0 | 0 | 0 | 0 | 0 | 0 | 0 | 0 | 0
Principal Payment | 1630.0946 | 2411.8481 | 2694.3857 | 2890.049 | 3069.1384 | 3282.7119 | 3506.9756 | 3757.2846 | 3999.8744 | 4278.8364 | 4573.1576 | 4895.3894 | 5221.4705 | 5586.4632 | 608.8583 | 0 | 0 | 0 | 0 | 0 | 0 | 0 | 0 | 0 | 0 | 0 | 0 | 0 | 0 | 0 | 0
Interest Payment | 3130.7189 | 3607.4383 | 3430.784 | 3229.5289 | 3032.1604 | 2812.601 | 2577.9842 | 2321.2513 | 2059.6182 | 1773.8055 | 1468.2779 | 1138.7212 | 792.7697 | 419.9904 | 21.3684 | 0 | 0 | 0 | 0 | 0 | 0 | 0 | 0 | 0 | 0 | 0 | 0 | 0 | 0 | 0 | 0
Ending Balance | 105138.8195 | 100376.2059 | 95060.1926 | 89382.2053 | 83327.3124 | 76857.7533 | 69948.4692 | 62564.1805 | 54685.5772 | 46262.8502 | 37263.0207 | 27639.5031 | 17367.2067 | 6380.4768 | 0 | 0 | 0 | 0 | 0 | 0 | 0 | 0 | 0 | 0 | 0 | 0 | 0 | 0 | 0 | 0 | 0
Pro-rata EBITDA | 6189.0576 | 7993.9417 | 7981.4125 | 7946.8605 | 7955.5973 | 7942.3011 | 7928.7391 | 7893.2804 | 7900.7959 | 7886.4037 | 7871.7237 | 7835.2836 | 7841.4771 | 7825.8985 | 7810.0084 | 7772.506 | 7777.2685 | 7760.4058 | 7743.2058 | 7704.5535 | 7707.767 | 7689.5143 | 7670.8965 | 7630.9996 | 7632.5365 | 7612.7791 | 7592.6266 | 7551.3824 | 7551.1045 | 7529.7185 | 655.58
DSCR | 2001-10-01: 1.3; 2002-10-01: 1.3281; 2003-10-01: 1.3031; 2004-10-01: 1.2986; 2005-10-01: 1.3039; 2006-10-01: 1.303; 2007-10-01: 1.303; 2008-10-01: 1.2985; 2009-10-01: 1.3039; 2010-10-01: 1.303; 2011-10-01: 1.303; 2012-10-01: 1.2985; 2013-10-01: 1.3038; 2014-10-01: 1.3029
| 2001-12-31 | 2002-12-31 | 2003-12-31 | 2004-12-31 | 2005-12-31 | 2006-12-31 | 2007-12-31 | 2008-12-31 | 2009-12-31 | 2010-12-31 | 2011-12-31 | 2012-12-31 | 2013-12-31 | 2014-12-31 | 2015-12-31 | 2016-12-31 | 2017-12-31 | 2018-12-31 | 2019-12-31 | 2020-12-31 | 2021-12-31 | 2022-12-31 | 2023-12-31 | 2024-12-31 | 2025-12-31 | 2026-12-31 | 2027-12-31 | 2028-12-31 | 2029-12-31 | 2030-12-31 | 2031-12-31
Beginning Balance | 105138.8195 | 100376.2059 | 95060.1926 | 89382.2053 | 83327.3124 | 76857.7533 | 69948.4692 | 62564.1805 | 54685.5772 | 46262.8502 | 37263.0207 | 27639.5031 | 17367.2067 | 6380.4768 | 0 | 0 | 0 | 0 | 0 | 0 | 0 | 0 | 0 | 0 | 0 | 0 | 0 | 0 | 0 | 0 | 0
Addition | 0 | 0 | 0 | 0 | 0 | 0 | 0 | 0 | 0 | 0 | 0 | 0 | 0 | 0 | 0 | 0 | 0 | 0 | 0 | 0 | 0 | 0 | 0 | 0 | 0 | 0 | 0 | 0 | 0 | 0 | 0
Interest Payment | 1833.6325 | 1751.771 | 1658.9957 | 1555.6411 | 1454.2328 | 1341.3257 | 1220.7445 | 1088.8902 | 954.3757 | 807.3818 | 650.3163 | 481.0482 | 303.0934 | 111.3524 | 0 | 0 | 0 | 0 | 0 | 0 | 0 | 0 | 0 | 0 | 0 | 0 | 0 | 0 | 0 | 0 | 0
Ending Balance | 105138.8195 | 100376.2059 | 95060.1926 | 89382.2053 | 83327.3124 | 76857.7533 | 69948.4692 | 62564.1805 | 54685.5772 | 46262.8502 | 37263.0207 | 27639.5031 | 17367.2067 | 6380.4768 | 0 | 0 | 0 | 0 | 0 | 0 | 0 | 0 | 0 | 0 | 0 | 0 | 0 | 0 | 0 | 0 | 0
Debt Service
Principal Payments | 1630.0946 | 4762.6136 | 5316.0132 | 5677.9874 | 6054.8929 | 6469.5591 | 6909.2841 | 7384.2887 | 7878.6033 | 8422.727 | 8999.8296 | 9623.5175 | 10272.2965 | 10986.7298 | 6380.4768 | 0 | 0 | 0 | 0 | 0 | 0 | 0 | 0 | 0 | 0 | 0 | 0 | 0 | 0 | 0 | 0
Interest Expense | 3130.7189 | 7275.9592 | 6934.3261 | 6561.1684 | 6147.7046 | 5721.0666 | 5260.6357 | 4772.7831 | 4240.3819 | 3682.5569 | 3083.0415 | 2444.7038 | 1756.184 | 1026.1773 | 244.0733 | 0 | 0 | 0 | 0 | 0 | 0 | 0 | 0 | 0 | 0 | 0 | 0 | 0 | 0 | 0 | 0
Net Debt Service | 4760.8135 | 12038.5728 | 12250.3393 | 12239.1558 | 12202.5975 | 12190.6257 | 12169.9198 | 12157.0717 | 12118.9852 | 12105.2839 | 12082.8711 | 12068.2213 | 12028.4805 | 12012.9071 | 6624.5501 | 0 | 0 | 0 | 0 | 0 | 0 | 0 | 0 | 0 | 0 | 0 | 0 | 0 | 0 | 0 | 0
ACTUAL DSCR | 2001-12-31: 1.3; 2002-12-31: 1.3; 2003-12-31: 1.3; 2004-12-31: 1.3; 2005-12-31: 1.3; 2006-12-31: 1.3; 2007-12-31: 1.3; 2008-12-31: 1.3; 2009-12-31: 1.3; 2010-12-31: 1.3; 2011-12-31: 1.3; 2012-12-31: 1.3; 2013-12-31: 1.3; 2014-12-31: 1.3; 2015-12-31: 2.3526
Accrued Debt Service
Principal Payments | 1630.0946 | 4762.6136 | 5316.0132 | 5677.9874 | 6054.8929 | 6469.5591 | 6909.2841 | 7384.2887 | 7878.6033 | 8422.727 | 8999.8296 | 9623.5175 | 10272.2965 | 10986.7298 | 6380.4768 | 0 | 0 | 0 | 0 | 0 | 0 | 0 | 0 | 0 | 0 | 0 | 0 | 0 | 0 | 0 | 0
Interest Expense | 4964.3514 | 7194.0978 | 6841.5507 | 6457.8138 | 6046.2963 | 5608.1595 | 5140.0545 | 4640.9288 | 4105.8674 | 3535.563 | 2925.976 | 2275.4357 | 1578.2293 | 834.4363 | 132.7209 | 0 | 0 | 0 | 0 | 0 | 0 | 0 | 0 | 0 | 0 | 0 | 0 | 0 | 0 | 0 | 0
Net Debt Service | 6594.446 | 11956.7113 | 12157.5639 | 12135.8012 | 12101.1892 | 12077.7186 | 12049.3386 | 12025.2174 | 11984.4706 | 11958.29 | 11925.8056 | 11898.9532 | 11850.5258 | 11821.1661 | 6513.1977 | 0 | 0 | 0 | 0 | 0 | 0 | 0 | 0 | 0 | 0 | 0 | 0 | 0 | 0 | 0 | 0
Debt Summary
| Treasury (%) |  |  | 6%
| Spread (%) |  |  | 1%
| All In Coupon Rate (%) |  |  | 7%
| Term (years) |  |  | 30
| Average Life (years) |  |  | 8.4233
| Total amount ($ '000) |  |  | 106768.9141
| DSCR |  | Average | 1.3702
|  |  | Minimum | 1.3
Time Factor | 0 | 0.99932 | 1.9986 | 3.0007 | 4 | 4.9993 | 5.9986 | 7.0007 | 8 | 8.9993 | 9.9986 | 11.0007 | 12 | 12.9993 | 13.9986 | 15.0007 | 16 | 16.9993 | 17.9986 | 19.0007 | 20 | 20.9993 | 21.9986 | 23.0007 | 24 | 24.9993 | 25.9986 | 27.0007 | 28 | 28.9993 | 29.5797
| 0.49829 | 1.4976 | 2.4997 | 3.499 | 4.4983 | 5.4976 | 6.4997 | 7.499 | 8.4983 | 9.4976 | 10.4997 | 11.499 | 12.4983 | 13.4976 | 14.4997 | 15.499 | 16.4983 | 17.4976 | 18.4997 | 19.499 | 20.4983 | 21.4976 | 22.4997 | 23.499 | 24.4983 | 25.4976 | 26.4997 | 27.499 | 28.4983 | 29.4976 | 29.5797
Average Life | 2001-12-31: 8.4233
Goal Seek Debt

## Depreciation
PROJECT NAME: Homestead, Florida
DEPRECIATION SCHEDULE
|  |  | 0.66667 | 1.6667 | 2.6667 | 3.6667 | 4.6667 | 5.6667 | 6.6667 | 7.6667 | 8.6667 | 9.6667 | 10.6667 | 11.6667 | 12.6667 | 13.6667 | 14.6667 | 15.6667 | 16.6667 | 17.6667 | 18.6667 | 19.6667 | 20.6667 | 21.6667 | 22.6667 | 23.6667 | 24.6667 | 25.6667 | 26.6667 | 27.6667 | 28.6667 | 29.6667 | 30.6667
('000 $) |  |  | 2001 | 2002 | 2003 | 2004 | 2005 | 2006 | 2007 | 2008 | 2009 | 2010 | 2011 | 2012 | 2013 | 2014 | 2015 | 2016 | 2017 | 2018 | 2019 | 2020 | 2021 | 2022 | 2023 | 2024 | 2025 | 2026 | 2027 | 2028 | 2029 | 2030 | 2031
|  |  | 2001-12-31 | 2002-12-31 | 2003-12-31 | 2004-12-31 | 2005-12-31 | 2006-12-31 | 2007-12-31 | 2008-12-31 | 2009-12-31 | 2010-12-31 | 2011-12-31 | 2012-12-31 | 2013-12-31 | 2014-12-31 | 2015-12-31 | 2016-12-31 | 2017-12-31 | 2018-12-31 | 2019-12-31 | 2020-12-31 | 2021-12-31 | 2022-12-31 | 2023-12-31 | 2024-12-31 | 2025-12-31 | 2026-12-31 | 2027-12-31 | 2028-12-31 | 2029-12-31 | 2030-12-31 | 2031-12-31
US FEDERAL TAX DEPRECIATION & AMORTIZATION
Years
Plant & Equipment - MACRS | 15 |  | 5% | 9.5% | 8.55% | 7.7% | 6.93% | 6.23% | 5.9% | 5.91% | 5.9% | 5.91% | 5.9% | 5.91% | 5.9% | 5.91% | 5.9% | 2.95% | 0% | 0% | 0% | 0% | 0% | 0% | 0% | 0% | 0% | 0% | 0% | 0% | 0% | 0% | 0%
Start-Up Costs - SL | 5 |  | 13.33% | 20% | 20% | 20% | 20% | 6.667% | 0% | 0% | 0% | 0% | 0% | 0% | 0% | 0% | 0% | 0% | 0% | 0% | 0% | 0% | 0% | 0% | 0% | 0% | 0% | 0% | 0% | 0% | 0% | 0% | 0%
Transaction Costs - SL | 20 |  | 3.333% | 5% | 5% | 5% | 5% | 5% | 5% | 5% | 5% | 5% | 5% | 5% | 5% | 5% | 5% | 5% | 5% | 5% | 5% | 5% | 1.667% | 0% | 0% | 0% | 0% | 0% | 0% | 0% | 0% | 0% | 0%
Plant & Equipment - MACRS | 138170.3484 |  | 6908.5174 | 13126.1831 | 11813.5648 | 10639.1168 | 9575.2051 | 8608.0127 | 8152.0506 | 8165.8676 | 8152.0506 | 8165.8676 | 8152.0506 | 8165.8676 | 8152.0506 | 8165.8676 | 8152.0506 | 4076.0253 | 0 | 0 | 0 | 0 | 0 | 0 | 0 | 0 | 0 | 0 | 0 | 0 | 0 | 0 | 0
Start-Up Costs - SL | 6146.7038 |  | 819.5605 | 1229.3408 | 1229.3408 | 1229.3408 | 1229.3408 | 409.7803 | 0 | 0 | 0 | 0 | 0 | 0 | 0 | 0 | 0 | 0 | 0 | 0 | 0 | 0 | 0 | 0 | 0 | 0 | 0 | 0 | 0 | 0 | 0 | 0 | 0
Transaction Costs - SL | 0 |  | 0 | 0 | 0 | 0 | 0 | 0 | 0 | 0 | 0 | 0 | 0 | 0 | 0 | 0 | 0 | 0 | 0 | 0 | 0 | 0 | 0 | 0 | 0 | 0 | 0 | 0 | 0 | 0 | 0 | 0 | 0
Total Beginning Book Value | 144317.0522 |  | 7728.0779 | 14355.5239 | 13042.9055 | 11868.4576 | 10804.5459 | 9017.793 | 8152.0506 | 8165.8676 | 8152.0506 | 8165.8676 | 8152.0506 | 8165.8676 | 8152.0506 | 8165.8676 | 8152.0506 | 4076.0253 | 0 | 0 | 0 | 0 | 0 | 0 | 0 | 0 | 0 | 0 | 0 | 0 | 0 | 0 | 0
Ending Value of Assets | 144317.0522 |  | 136588.9742 | 122233.4504 | 109190.5448 | 97322.0872 | 86517.5413 | 77499.7484 | 69347.6978 | 61181.8303 | 53029.7797 | 44863.9121 | 36711.8616 | 28545.994 | 20393.9434 | 12228.0758 | 4076.0253 | 0 | 0 | 0 | 0 | 0 | 0 | 0 | 0 | 0 | 0 | 0 | 0 | 0 | 0 | 0 | 0
STATE TAX DEPRECIATION & AMORTIZATION
Years
Plant & Equipment - MACRS | 15 |  | 5% | 9.5% | 8.55% | 7.7% | 6.93% | 6.23% | 5.9% | 5.91% | 5.9% | 5.91% | 5.9% | 5.91% | 5.9% | 5.91% | 5.9% | 2.95% | 0% | 0% | 0% | 0% | 0% | 0% | 0% | 0% | 0% | 0% | 0% | 0% | 0% | 0% | 0%
Start-Up Costs - SL | 5 |  | 13.33% | 20% | 20% | 20% | 20% | 6.667% | 0% | 0% | 0% | 0% | 0% | 0% | 0% | 0% | 0% | 0% | 0% | 0% | 0% | 0% | 0% | 0% | 0% | 0% | 0% | 0% | 0% | 0% | 0% | 0% | 0%
Transaction Costs - SL | 20 |  | 3.333% | 5% | 5% | 5% | 5% | 5% | 5% | 5% | 5% | 5% | 5% | 5% | 5% | 5% | 5% | 5% | 5% | 5% | 5% | 5% | 1.667% | 0% | 0% | 0% | 0% | 0% | 0% | 0% | 0% | 0% | 0%
Plant & Equipment - MACRS | 138170.3484 |  | 6908.5174 | 13126.1831 | 11813.5648 | 10639.1168 | 9575.2051 | 8608.0127 | 8152.0506 | 8165.8676 | 8152.0506 | 8165.8676 | 8152.0506 | 8165.8676 | 8152.0506 | 8165.8676 | 8152.0506 | 4076.0253 | 0 | 0 | 0 | 0 | 0 | 0 | 0 | 0 | 0 | 0 | 0 | 0 | 0 | 0 | 0
Start-Up Costs - SL | 6146.7038 |  | 819.5605 | 1229.3408 | 1229.3408 | 1229.3408 | 1229.3408 | 409.7803 | 0 | 0 | 0 | 0 | 0 | 0 | 0 | 0 | 0 | 0 | 0 | 0 | 0 | 0 | 0 | 0 | 0 | 0 | 0 | 0 | 0 | 0 | 0 | 0 | 0
Transaction Costs - SL | 0 |  | 0 | 0 | 0 | 0 | 0 | 0 | 0 | 0 | 0 | 0 | 0 | 0 | 0 | 0 | 0 | 0 | 0 | 0 | 0 | 0 | 0 | 0 | 0 | 0 | 0 | 0 | 0 | 0 | 0 | 0 | 0
Total Beginning Book Value | 144317.0522 |  | 7728.0779 | 14355.5239 | 13042.9055 | 11868.4576 | 10804.5459 | 9017.793 | 8152.0506 | 8165.8676 | 8152.0506 | 8165.8676 | 8152.0506 | 8165.8676 | 8152.0506 | 8165.8676 | 8152.0506 | 4076.0253 | 0 | 0 | 0 | 0 | 0 | 0 | 0 | 0 | 0 | 0 | 0 | 0 | 0 | 0 | 0
Ending Value of Assets | 144317.0522 |  | 136588.9742 | 122233.4504 | 109190.5448 | 97322.0872 | 86517.5413 | 77499.7484 | 69347.6978 | 61181.8303 | 53029.7797 | 44863.9121 | 36711.8616 | 28545.994 | 20393.9434 | 12228.0758 | 4076.0253 | 0 | 0 | 0 | 0 | 0 | 0 | 0 | 0 | 0 | 0 | 0 | 0 | 0 | 0 | 0 | 0
BOOK DEPRECIATION & AMORTIZATION
| Years | Residual
Plant & Equipment - SL | 30 | 10% | 2% | 3% | 3% | 3% | 3% | 3% | 3% | 3% | 3% | 3% | 3% | 3% | 3% | 3% | 3% | 3% | 3% | 3% | 3% | 3% | 3% | 3% | 3% | 3% | 3% | 3% | 3% | 3% | 3% | 3% | 1%
Start-Up Costs - SL | 5 |  | 13.33% | 20% | 20% | 20% | 20% | 6.667% | 0% | 0% | 0% | 0% | 0% | 0% | 0% | 0% | 0% | 0% | 0% | 0% | 0% | 0% | 0% | 0% | 0% | 0% | 0% | 0% | 0% | 0% | 0% | 0% | 0%
Transaction Costs - SL | 20 |  | 3.333% | 5% | 5% | 5% | 5% | 5% | 5% | 5% | 5% | 5% | 5% | 5% | 5% | 5% | 5% | 5% | 5% | 5% | 5% | 5% | 1.667% | 0% | 0% | 0% | 0% | 0% | 0% | 0% | 0% | 0% | 0%
Plant & Equipment - MACRS | 138170.3484 |  | 2763.407 | 4145.1105 | 4145.1105 | 4145.1105 | 4145.1105 | 4145.1105 | 4145.1105 | 4145.1105 | 4145.1105 | 4145.1105 | 4145.1105 | 4145.1105 | 4145.1105 | 4145.1105 | 4145.1105 | 4145.1105 | 4145.1105 | 4145.1105 | 4145.1105 | 4145.1105 | 4145.1105 | 4145.1105 | 4145.1105 | 4145.1105 | 4145.1105 | 4145.1105 | 4145.1105 | 4145.1105 | 4145.1105 | 4145.1105 | 1381.7035
Start-Up Costs - SL | 6146.7038 |  | 819.5605 | 1229.3408 | 1229.3408 | 1229.3408 | 1229.3408 | 409.7803 | 0 | 0 | 0 | 0 | 0 | 0 | 0 | 0 | 0 | 0 | 0 | 0 | 0 | 0 | 0 | 0 | 0 | 0 | 0 | 0 | 0 | 0 | 0 | 0 | 0
Transaction Costs - SL | 0 |  | 0 | 0 | 0 | 0 | 0 | 0 | 0 | 0 | 0 | 0 | 0 | 0 | 0 | 0 | 0 | 0 | 0 | 0 | 0 | 0 | 0 | 0 | 0 | 0 | 0 | 0 | 0 | 0 | 0 | 0 | 0
Total Beginning Book Value | 144317.0522 |  | 3582.9675 | 5374.4512 | 5374.4512 | 5374.4512 | 5374.4512 | 4554.8907 | 4145.1105 | 4145.1105 | 4145.1105 | 4145.1105 | 4145.1105 | 4145.1105 | 4145.1105 | 4145.1105 | 4145.1105 | 4145.1105 | 4145.1105 | 4145.1105 | 4145.1105 | 4145.1105 | 4145.1105 | 4145.1105 | 4145.1105 | 4145.1105 | 4145.1105 | 4145.1105 | 4145.1105 | 4145.1105 | 4145.1105 | 4145.1105 | 1381.7035
Ending Book Value of Assets | 144317.0522 |  | 140734.0847 | 135359.6335 | 129985.1823 | 124610.7311 | 119236.2798 | 114681.3891 | 110536.2787 | 106391.1682 | 102246.0578 | 98100.9473 | 93955.8369 | 89810.7264 | 85665.616 | 81520.5055 | 77375.3951 | 73230.2846 | 69085.1742 | 64940.0637 | 60794.9533 | 56649.8428 | 52504.7324 | 48359.6219 | 44214.5115 | 40069.401 | 35924.2906 | 31779.1801 | 27634.0697 | 23488.9592 | 19343.8488 | 15198.7383 | 13817.0348

## Taxes
PROJECT NAME: Homestead, Florida
TAXES
| 0.66667 | 1.6667 | 2.6667 | 3.6667 | 4.6667 | 5.6667 | 6.6667 | 7.6667 | 8.6667 | 9.6667 | 10.6667 | 11.6667 | 12.6667 | 13.6667 | 14.6667 | 15.6667 | 16.6667 | 17.6667 | 18.6667 | 19.6667 | 20.6667 | 21.6667 | 22.6667 | 23.6667 | 24.6667 | 25.6667 | 26.6667 | 27.6667 | 28.6667 | 29.6667 | 30.6667
('000 $) | 2001 | 2002 | 2003 | 2004 | 2005 | 2006 | 2007 | 2008 | 2009 | 2010 | 2011 | 2012 | 2013 | 2014 | 2015 | 2016 | 2017 | 2018 | 2019 | 2020 | 2021 | 2022 | 2023 | 2024 | 2025 | 2026 | 2027 | 2028 | 2029 | 2030 | 2031
| 2001-12-31 | 2002-12-31 | 2003-12-31 | 2004-12-31 | 2005-12-31 | 2006-12-31 | 2007-12-31 | 2008-12-31 | 2009-12-31 | 2010-12-31 | 2011-12-31 | 2012-12-31 | 2013-12-31 | 2014-12-31 | 2015-12-31 | 2016-12-31 | 2017-12-31 | 2018-12-31 | 2019-12-31 | 2020-12-31 | 2021-12-31 | 2022-12-31 | 2023-12-31 | 2024-12-31 | 2025-12-31 | 2026-12-31 | 2027-12-31 | 2028-12-31 | 2029-12-31 | 2030-12-31 | 2031-12-31
STATE TAXES
Adjusted Pretax Book Income | 1927.4329 | 3175.0464 | 3234.7158 | 3299.8115 | 3370.7385 | 4267.4908 | 4761.1922 | 4852.3404 | 4951.2485 | 5058.4873 | 5174.6681 | 5300.4456 | 5436.5207 | 5583.6443 | 5742.6201 | 5914.3088 | 6099.6321 | 6299.5768 | 6515.1992 | 6747.6305 | 6998.0816 | 7267.8489 | 7558.3202 | 7870.9811 | 8207.4221 | 8569.3458 | 8958.5744 | 9377.0587 | 9826.8869 | 10310.294 | 1262.4692
Plus Book Depreciation & Amortization | 3582.9675 | 5374.4512 | 5374.4512 | 5374.4512 | 5374.4512 | 4554.8907 | 4145.1105 | 4145.1105 | 4145.1105 | 4145.1105 | 4145.1105 | 4145.1105 | 4145.1105 | 4145.1105 | 4145.1105 | 4145.1105 | 4145.1105 | 4145.1105 | 4145.1105 | 4145.1105 | 4145.1105 | 4145.1105 | 4145.1105 | 4145.1105 | 4145.1105 | 4145.1105 | 4145.1105 | 4145.1105 | 4145.1105 | 4145.1105 | 1381.7035
Less State Tax Depreciation | -7728.0779 | -14355.5239 | -13042.9055 | -11868.4576 | -10804.5459 | -9017.793 | -8152.0506 | -8165.8676 | -8152.0506 | -8165.8676 | -8152.0506 | -8165.8676 | -8152.0506 | -8165.8676 | -8152.0506 | -4076.0253 | 0 | 0 | 0 | 0 | 0 | 0 | 0 | 0 | 0 | 0 | 0 | 0 | 0 | 0 | 0
State Taxable Income | -2217.6775 | -5806.0262 | -4433.7385 | -3194.1948 | -2059.3562 | -195.4115 | 754.2521 | 831.5833 | 944.3084 | 1037.7302 | 1167.728 | 1279.6884 | 1429.5806 | 1562.8871 | 1735.6799 | 5983.394 | 10244.7426 | 10444.6872 | 10660.3097 | 10892.741 | 11143.1921 | 11412.9594 | 11703.4306 | 12016.0916 | 12352.5326 | 12714.4562 | 13103.6848 | 13522.1691 | 13971.9973 | 14455.4044 | 2644.1727
State Income Tax Rate | bar: 2001-12-31 to 2031-12-31
Current State Income Tax Expense (Benefit) | -155.2374 | -406.4218 | -310.3617 | -223.5936 | -144.1549 | -13.6788 | 52.7976 | 58.2108 | 66.1016 | 72.6411 | 81.741 | 89.5782 | 100.0706 | 109.4021 | 121.4976 | 418.8376 | 717.132 | 731.1281 | 746.2217 | 762.4919 | 780.0234 | 798.9072 | 819.2401 | 841.1264 | 864.6773 | 890.0119 | 917.2579 | 946.5518 | 978.0398 | 1011.8783 | 185.0921
Beginning NOL's | 0 | 155.2374 | 561.6593 | 872.021 | 1095.6146 | 1239.7695 | 1253.4483 | 1200.6507 | 1142.4399 | 1032.1093 | 774.3854 | 692.6444 | 603.0662 | 502.9956 | 393.5935 | 272.0959 | 0 | 0 | 0 | 0 | 0 | 0 | 0 | 0 | 0 | 0 | 0 | 0 | 0 | 0 | 0
New NOL's | 155.2374 | 406.4218 | 310.3617 | 223.5936 | 144.1549 | 13.6788 | 0 | 0 | 0 | 0 | 0 | 0 | 0 | 0 | 0 | 0 | 0 | 0 | 0 | 0 | 0 | 0 | 0 | 0 | 0 | 0 | 0 | 0 | 0 | 0 | 0
Expired NOLs | 0 | 0 | 0 | 0 | 0 | 0 | 0 | 0 | -44.229 | -185.0828 | 0 | 0 | 0 | 0 | 0 | 0 | 0 | 0 | 0 | 0 | 0 | 0 | 0 | 0 | 0 | 0 | 0 | 0 | 0 | 0 | 0
NOL Utilization (8 years) | 0 | 0 | 0 | 0 | 0 | 0 | -52.7976 | -58.2108 | -66.1016 | -72.6411 | -81.741 | -89.5782 | -100.0706 | -109.4021 | -121.4976 | -272.0959 | 0 | 0 | 0 | 0 | 0 | 0 | 0 | 0 | 0 | 0 | 0 | 0 | 0 | 0 | 0
Ending NOL's | 155.2374 | 561.6593 | 872.021 | 1095.6146 | 1239.7695 | 1253.4483 | 1200.6507 | 1142.4399 | 1032.1093 | 774.3854 | 692.6444 | 603.0662 | 502.9956 | 393.5935 | 272.0959 | 0 | 0 | 0 | 0 | 0 | 0 | 0 | 0 | 0 | 0 | 0 | 0 | 0 | 0 | 0 | 0
TOTAL STATE TAXES UTILIZING NOLs | 0 | 0 | 0 | 0 | 0 | 0 | 0 | 0 | 0 | 0 | 0 | 0 | 0 | 0 | 0 | 146.7417 | 717.132 | 731.1281 | 746.2217 | 762.4919 | 780.0234 | 798.9072 | 819.2401 | 841.1264 | 864.6773 | 890.0119 | 917.2579 | 946.5518 | 978.0398 | 1011.8783 | 185.0921
FEDERAL TAXES
State Taxable Income | -2217.6775 | -5806.0262 | -4433.7385 | -3194.1948 | -2059.3562 | -195.4115 | 754.2521 | 831.5833 | 944.3084 | 1037.7302 | 1167.728 | 1279.6884 | 1429.5806 | 1562.8871 | 1735.6799 | 5983.394 | 10244.7426 | 10444.6872 | 10660.3097 | 10892.741 | 11143.1921 | 11412.9594 | 11703.4306 | 12016.0916 | 12352.5326 | 12714.4562 | 13103.6848 | 13522.1691 | 13971.9973 | 14455.4044 | 2644.1727
Less: State Taxes | 0 | 0 | 0 | 0 | 0 | 0 | 0 | 0 | 0 | 0 | 0 | 0 | 0 | 0 | 0 | -146.7417 | -717.132 | -731.1281 | -746.2217 | -762.4919 | -780.0234 | -798.9072 | -819.2401 | -841.1264 | -864.6773 | -890.0119 | -917.2579 | -946.5518 | -978.0398 | -1011.8783 | -185.0921
Federal Taxable Income | -2217.6775 | -5806.0262 | -4433.7385 | -3194.1948 | -2059.3562 | -195.4115 | 754.2521 | 831.5833 | 944.3084 | 1037.7302 | 1167.728 | 1279.6884 | 1429.5806 | 1562.8871 | 1735.6799 | 5836.6523 | 9527.6106 | 9713.5591 | 9914.088 | 10130.2491 | 10363.1686 | 10614.0522 | 10884.1905 | 11174.9652 | 11487.8553 | 11824.4443 | 12186.4269 | 12575.6173 | 12993.9575 | 13443.5261 | 2459.0806
Federal Tax Rate | 35% | 35% | 35% | 35% | 35% | 35% | 35% | 35% | 35% | 35% | 35% | 35% | 35% | 35% | 35% | 35% | 35% | 35% | 35% | 35% | 35% | 35% | 35% | 35% | 35% | 35% | 35% | 35% | 35% | 35% | 35%
Federal Tax Expense/ (Benefit) | -776.1871 | -2032.1092 | -1551.8085 | -1117.9682 | -720.7747 | -68.394 | 263.9882 | 291.0541 | 330.5079 | 363.2056 | 408.7048 | 447.891 | 500.3532 | 547.0105 | 607.488 | 2042.8283 | 3334.6637 | 3399.7457 | 3469.9308 | 3545.5872 | 3627.109 | 3714.9183 | 3809.4667 | 3911.2378 | 4020.7494 | 4138.5555 | 4265.2494 | 4401.4661 | 4547.8851 | 4705.2341 | 860.6782
Beginning NOL's | 0 | 776.1871 | 2808.2963 | 4360.1048 | 5478.073 | 6198.8477 | 6267.2417 | 6003.2534 | 5712.1993 | 5381.6914 | 5018.4858 | 4609.781 | 4161.89 | 3661.5368 | 3114.5263 | 2507.0383 | 464.21 | 0 | 0 | 0 | 0 | 0 | 0 | 0 | 0 | 0 | 0 | 0 | 0 | 0 | 0
New NOL's | 776.1871 | 2032.1092 | 1551.8085 | 1117.9682 | 720.7747 | 68.394 | 0 | 0 | 0 | 0 | 0 | 0 | 0 | 0 | 0 | 0 | 0 | 0 | 0 | 0 | 0 | 0 | 0 | 0 | 0 | 0 | 0 | 0 | 0 | 0 | 0
Expired NOLs | 0 | 0 | 0 | 0 | 0 | 0 | 0 | 0 | 0 | 0 | 0 | 0 | 0 | 0 | 0 | 0 | 0 | 0 | 0 | 0 | 0 | 0 | 0 | 0 | 0 | 0 | 0 | 0 | 0 | 0 | 0
NOL Utilization (15 years) | 0 | 0 | 0 | 0 | 0 | 0 | -263.9882 | -291.0541 | -330.5079 | -363.2056 | -408.7048 | -447.891 | -500.3532 | -547.0105 | -607.488 | -2042.8283 | -464.21 | 0 | 0 | 0 | 0 | 0 | 0 | 0 | 0 | 0 | 0 | 0 | 0 | 0 | 0
Ending NOL's | 776.1871 | 2808.2963 | 4360.1048 | 5478.073 | 6198.8477 | 6267.2417 | 6003.2534 | 5712.1993 | 5381.6914 | 5018.4858 | 4609.781 | 4161.89 | 3661.5368 | 3114.5263 | 2507.0383 | 464.21 | 0 | 0 | 0 | 0 | 0 | 0 | 0 | 0 | 0 | 0 | 0 | 0 | 0 | 0 | 0
TOTAL STATE TAXES UTILIZING NOLs | 0 | 0 | 0 | 0 | 0 | 0 | 0 | 0 | 0 | 0 | 0 | 0 | 0 | 0 | 0 | 0 | 2870.4537 | 3399.7457 | 3469.9308 | 3545.5872 | 3627.109 | 3714.9183 | 3809.4667 | 3911.2378 | 4020.7494 | 4138.5555 | 4265.2494 | 4401.4661 | 4547.8851 | 4705.2341 | 860.6782
Deferred Tax Liability
Total Cash Taxes | -776.1871 | -2032.1092 | -1551.8085 | -1117.9682 | -720.7747 | -68.394 | 263.9882 | 291.0541 | 330.5079 | 363.2056 | 408.7048 | 447.891 | 500.3532 | 547.0105 | 607.488 | 2189.57 | 4051.7957 | 4130.8738 | 4216.1525 | 4308.0791 | 4407.1325 | 4513.8254 | 4628.7068 | 4752.3642 | 4885.4266 | 5028.5674 | 5182.5073 | 5348.0179 | 5525.9249 | 5717.1124 | 1045.7703
Total Book Taxes | 762.2997 | 1255.7309 | 1279.3301 | 1305.0755 | 1333.1271 | 1687.7926 | 1883.0515 | 1919.1006 | 1958.2188 | 2000.6317 | 2046.5812 | 2096.3262 | 2150.1439 | 2208.3313 | 2271.2062 | 2339.1091 | 2412.4045 | 2491.4826 | 2576.7613 | 2668.6879 | 2767.7413 | 2874.4342 | 2989.3156 | 3112.973 | 3246.0355 | 3389.1762 | 3543.1162 | 3708.6267 | 3886.5338 | 4077.7213 | 499.3066
Total Deferred Tax Liability | -1538.4869 | -3287.84 | -2831.1386 | -2423.0437 | -2053.9017 | -1756.1866 | -1619.0633 | -1628.0465 | -1627.7108 | -1637.4262 | -1637.8764 | -1648.4353 | -1649.7907 | -1661.3208 | -1663.7182 | -149.5391 | 1639.3912 | 1639.3912 | 1639.3912 | 1639.3912 | 1639.3912 | 1639.3912 | 1639.3912 | 1639.3912 | 1639.3912 | 1639.3912 | 1639.3912 | 1639.3912 | 1639.3912 | 1639.3912 | 546.4637
Cumulative DTL | -1538.4869 | -4826.3269 | -7657.4655 | -10080.5091 | -12134.4109 | -13890.5975 | -15509.6608 | -17137.7073 | -18765.4181 | -20402.8443 | -22040.7207 | -23689.156 | -25338.9467 | -27000.2675 | -28663.9858 | -28813.5249 | -27174.1337 | -25534.7426 | -23895.3514 | -22255.9602 | -20616.569 | -18977.1778 | -17337.7866 | -15698.3955 | -14059.0043 | -12419.6131 | -10780.2219 | -9140.8307 | -7501.4395 | -5862.0484 | -5315.5846

## IDC
PROJECT NAME: Homestead, Florida
IDC CALCULATIONS
Total Construction & Other Costs (000$): |  | 6927.787
No. of Construction Months: |  | 7
Interest During Construction: |  | 7% | 0.01944%
|  | Annual | Daily (360-Day)
|  |  | Turbine Cost | Construction &
IDC Calculations |  |  | including Carry | Other Cost | Principal | Balance | Interest | Cum. Interest
Month | Date | % Drawn | (000$) | (000$) | (000$) | (000$) | (000$) | (000$)
1 | 2000-04-01 | 17% | 85562.6976 | 1177.7238 | 86740.4214 | 86740.4214 | 0 | 0
2 | 2000-05-01 | 12% | 0 | 831.3344 | 831.3344 | 88077.7417 | 505.9858 | 505.9858
3 | 2000-06-01 | 12% | 0 | 831.3344 | 831.3344 | 89439.9892 | 530.9131 | 1036.8988
4 | 2000-07-01 | 14% | 0 | 969.8902 | 969.8902 | 90931.6126 | 521.7333 | 1558.6321
5 | 2000-08-01 | 13% | 0 | 900.6123 | 900.6123 | 92380.3405 | 548.1156 | 2106.7477
6 | 2000-09-01 | 12% | 0 | 831.3344 | 831.3344 | 93768.5231 | 556.8482 | 2663.5958
7 | 2000-10-01 | 10% | 0 | 692.7787 | 692.7787 | 95008.2848 | 546.9831 | 3210.5789
8 | 2000-11-01 | 10% | 0 | 692.7787 | 692.7787 | 96273.7524 | 572.6888 | 3783.2677
9 | 2000-12-01 | 0% | 0 | 0 | 0 | 96273.7524 | 0 | 3783.2677
10 | 2001-01-01 | 0% | 0 | 0 | 0 | 96273.7524 | 0 | 3783.2677
11 | 2001-02-01 | 0% | 0 | 0 | 0 | 96273.7524 | 0 | 3783.2677
12 | 2001-03-01 | 0% | 0 | 0 | 0 | 96273.7524 | 0 | 3783.2677
13 | 2001-04-01 | 0% | 0 | 0 | 0 | 96273.7524 | 0 | 3783.2677
14 | 2001-05-01 | 0% | 0 | 0 | 0 | 96273.7524 | 0 | 3783.2677
15 | 2001-06-01 | 0% | 0 | 0 | 0 | 96273.7524 | 0 | 3783.2677
16 | 2001-07-01 | 0% | 0 | 0 | 0 | 96273.7524 | 0 | 3783.2677
17 | 2001-08-01 | 0% | 0 | 0 | 0 | 96273.7524 | 0 | 3783.2677
18 | 2001-09-01 | 0% | 0 | 0 | 0 | 96273.7524 | 0 | 3783.2677
19 | 2001-10-01 | 0% | 0 | 0 | 0 | 96273.7524 | 0 | 3783.2677
|  | 100% | 85562.6976 | 6927.787 | 92490.4846 |  | 3783.2677
TURBINE DELIVERY SCHEDULE
*Rough Estimate by Bruce Golden. Please double-check for deal specific
[6 empty] | Turbine No. | 2 | 3 | 4 | 5 | 6
Unit | Turbines | Delivery | LD'S |  | Month | No. of Months | 6 | 6.5 | 7 | 7.5 | 8
Number | Delivered | Schedule | Enforced On |  | 1 |  | 17% | 17% | 17% | 17% | 17%
1-3 | 3 | 2000-07-30 | 2000-10-30 |  | 2 |  | 16% | 16% | 12% | 12% | 12%
4-6 | 3 | 2000-08-30 | 2000-10-30 |  | 3 |  | 16% | 13% | 12% | 12% | 12%
7-8 | 2 | 2000-09-30 | 2000-10-30 |  | 4 |  | 16% | 16% | 14% | 14% | 14%
9-11 | 3 | 2000-10-30 | 2000-10-30 |  | 5 |  | 17% | 16% | 18% | 13% | 13%
12-13 | 2 | 2000-11-30 | 2000-11-30 |  | 6 |  | 18% | 12% | 12% | 12% | 12%
14-15 | 2 | 2000-12-30 | 2000-12-30 |  | 7 |  | 0% | 10% | 15% | 10% | 10%
16-18 | 3 | 2000-01-30 | 2000-01-30 |  | 8 |  | 0% | 0% | 0% | 10% | 10%
19-20 | 2 | 2001-02-28 | 2001-02-28 |  | 9 |  | 0% | 0% | 0% | 0% | 0%
21-22 | 2 | 2001-03-30 | 2001-03-30 |  | 10 |  | 0% | 0% | 0% | 0% | 0%
23-24 | 2 | 2001-04-30 | 2001-04-30 |  | 11 |  | 0% | 0% | 0% | 0% | 0%
[5 empty] | 12 |  | 0% | 0% | 0% | 0% | 0%
[5 empty] | 13 |  | 0% | 0% | 0% | 0% | 0%
Summary (000$): |  |  |  |  | 14 |  | 0% | 0% | 0% | 0% | 0%
Basis Per Turbine with Enhanced Sprint Option |  |  | 13950 |  | 15 |  | 0% | 0% | 0% | 0% | 0%
Carry Cost Per Turbine |  |  | 289.6163 |  | Sum |  | 100% | 100% | 100% | 100% | 100%
WestLB Structuring, Restructuring & Legal Fees |  |  | 20.8333
Total Price |  |  | 14260.4496