## Supply Demand Summary
California Electric Power
Supply Demand Summary
Item | Year | Value
Consumption | 1996 | 239,168 GWh
| 1997 | 246,225 GWh
| 1998 | 249,926 GWh
| 1999 | 254,181 GWh
| 2000 | 257,832 GWh
Consumption Growth
Estimates |  | 1.6% - 1.8% per Year
Peak Day | 1996 | 47,733 MW
(Non-Coincident) | 1997 | 46,505 MW
| 1998 | 47,083 MW
| 1999 | 47,909 MW
| 2000 | 48,615 MW
Peak Day Growth |  | 2.3% per Year
Estimates
CA Hydro Capacity | 1998 | 13,893 MW
Gas Fired Generation | 1998 | 29,527 MW
CA Generation Capacity | 1998 | 53,743 MW
CA Hydro Output | 1988 | 26,692 GWh
| 1989 | 32,742 GWh
| 1990 | 26,092 GWh
| 1991 | 23,244 GWh
| 1992 | 22,373 GWh
| 1993 | 41,595 GWh
| 1994 | 26,706 GWh
| 1995 | 51,665 GWh
| 1996 | 48,782 GWh
| 1997 | 42,073 GWh
CA In-State | 1988 | 186,015 GWh
Generation | 1989 | 197,503 GWh
| 1990 | 190,396 GWh
| 1991 | 186,470 GWh
| 1992 | 207,831 GWh
| 1993 | 199,134 GWh
| 1994 | 214,445 GWh
| 1995 | 208,853 GWh
| 1996 | 202,022 GWh
| 1997 | 202,340 GWh
CA Import Capacity | 1998 | 16,204 MW
CA Imports | 1988 | 46,911 GWh
| 1989 | 41,064 GWh
| 1990 | 61,959 GWh
| 1991 | 55,873 GWh
| 1992 | 37,704 GWh
| 1993 | 42,892 GWh
| 1994 | 43,354 GWh
| 1995 | 47,514 GWh
| 1996 | 46,329 GWh
| 1997 | 51,185 GWh

## Resource Summary
California Power Plants
Fuel | Capacity | Aggregate | Percent
Source | MW | Capacity | of Total
MW
Coal | 572.59 | 572.59 | 1.065%
Geothermal | 2428.8 | 3001.39 | 4.519%
Hydro | 13893.139 | 16894.529 | 25.85%
Nuclear | 4310 | 21204.529 | 8.02%
Oil/Gas | 29527.41 | 50731.939 | 54.94%
Solar | 363.144 | 51095.083 | 0.6757%
Wind | 1676.635 | 52771.718 | 3.12%
Biomass | 650.475 | 53422.193 | 1.21%
Other | 320.599 | 53742.792 | 0.5965%
Total | 53742.792

## POWER PLANTS
CALIFORNIA ENERGY COMMISSION
OPERATIONAL POWER PLANTS (100kW (0.1 MW) and ABOVE)
PLANTNAME (ALIAS) | ID# | FACILITY | FUEL SOURCE(COGEN) | TECHNOLOGY | ONLINE (MW) | GROSS (MW) | DATE ONLINE | SERVICE AREA | COUNTY | PLANT ADDRESS | PLANT PHONE | OPERATOR | OPERATOR-CONTACT | OPERATOR-PHONE# | OPERATOR-ADDRESS | OWNER | OWNER-CONTACT | OWNER-PHONE# | OWNER-ADDRESS
ACE (ARGUS COGEN EXPANSION) | C0001 | COAL | COAL (COGEN) | COAL-FIRED TOPPING CYCLE | 108 | 108 | 1990-10-01 | SCE | SAN BERNARDINO | 12801 MARIPOSA STREET TRONA 93362 | 619-372-2113 | A/C POWER | JOHN R. ZAMLEN | 619-372-2566 | 86 FIRST ST, TRONA CA 93562 | ACE COGENERATION COMPANY | PETER PORTANOVA | 619-279-0047 | 7827 CONVOY COURT, STE 412, SAN DIEGO CA 92111
JACKSON VALLEY ENERGY | C0005 | COAL | COAL (COGEN) |  | 17.99 | 17.99 | 1987-01-05 | PG&E | AMADOR | 4655 COAL MINE ROAD IONE 95640 | 209-274-2407 | JACKSON VALLEY ENERGY | PAT VOLKER | 209-274-2407 | 4655 COAL MINE RD, IONE CA 95640
MT. POSO COGEN | C0016 | COAL | COAL (COGEN) | CIRCULATING FLUIDIZED BED COMBUSTOR | 49.5 | 49.5 | 1989-04-01 | PG&E | KERN | 36157 FAMOSA WOODY ROAD BAKERSFIELD 93380 | 805-393-8892 | PYRO-PACIFIC OPERATING CO. |  | 805-393-8892 | PO BOX 81256, BAKERSFIELD CA 93380 | MT. POSO COGEN | MICHAEL HAWKINS | 805-322-1072 | 101 TOWER WAY, #120, BAKERSFIELD CA 93309
NORTH AMERICAN CHEMICAL | C0017 | COAL | COAL (COGEN) | COAL-FIRED TOPPING CYCLE | 62.5 |  | 1983-04-01 | SCE | SAN BERNARDINO | 13200 MAIN STREET TRONA 93592 | 619-372-2367 | NORTH AMERICAN CHEMICAL CO | CONFIDENTIAL | CONFIDENTIAL | CONFIDENTIAL | NORTH AMERICAN CHEMICAL CO | CONFIDENTIAL | CONFIDENTIAL | CONFIDENTIAL
PORT OF STOCKTON DISTRICT ENERGY | C0004 | COAL | COAL (COGEN) |  | 44 | 44 | 1987-12-07 | PG&E | SAN JOAQUIN | 2526 WEST WASHINGTON STREET STOCKTON 95203 | 209-467-3838 | SITHE ENERGY |  | 714-625-6791
RIO BRAVO JASMIN | C0018 | COAL | COAL (COGEN) | STEAM TURBINE/ENHANCED OIL RECOVERY | 41 |  | 1990-02-02 | SCE | KERN | 11258 PORTERVILLE HIGHWAY BAKERSFIELD 93308 | 805-792-3048 | ULTRAPOWER INC | CONFIDENTIAL | CONFIDENTIAL | CONFIDENTIAL | RIO BRAVO REFINING | CECIL STERLING | 714-863-7000 | 3500 AKERS RD, #59, BAKERSFIELD CA 93309
RIVERSIDE CEMENT COMPANY | C0019 | COAL | COAL (COGEN) | COAL FIRED BOTTOMING CYCLE | 17 |  | 1979-06-08 | SCE | SAN BERNARDINO | 19409 NATIONAL TRAILS HIGHWAY ORO GRANDE 92368 |  | RIVERSIDE CEMENT COMPANY | CONFIDENTIAL | CONFIDENTIAL | CONFIDENTIAL | RIVERSIDE CEMMENT CO. | CONFIDENTIAL | CONFIDENTIAL | CONFIDENTIAL
STOCKTON COGEN COMPANY | C0021 | COAL | COAL (COGEN) |  | 49.9 | 49.9 | 1988-02-26 | PG&E | SAN JOAQUIN | 1010 ZEPHYR STREET STOCKTON 95206-4209 | 209-983-0391 | AIR PRODUCTS & CHEMICALS | BOB/RICK JOHNSTON | 209-983-0391 | 1010 ZEPHYR, STOCKTON CA 95206 | AIR PRODUCTS & CHEMICALS (MAIN OFFICE) | DEXTER F. BAKER | 610-481-4911 | 7201 HAMILTON BLVD, ALLENTOWN PA 18195 (MAIN OFFICE)
ULTRAPOWER (OGLE) | C0022 | COAL | COAL (COGEN) |  | 37 | 37 | 1989-09-27 | PG&E | KERN | 16608 PORTERVILLE HIGHWAY BAKERSFIELD 93308 | 805-393-2278 | ULTRA CONSTELLATION OPERATING SERVICES |  | 805-393-2278 | PO BOX 81027, BAKERSFIELD, CA 93380 | RIO BRAVO REFINING | CECIL STERLING | 714-863-7000 | 3500 AKERS RD, #59, BAKERSFIELD CA 93309
ARCO WILMINGTON CALCINER | C0002 | COAL | COAL - PETROLEUM COKE (COGEN) | MISCELLANEOUS/BOTTOMING CYCLE | 34 | 34 | 1983-02-22 | SCE | LOS ANGELES | 1175 CARRACK AVE. WILMINGTON 90748 | 213-499-3222 | ARCO WILMINGTON CALCINER | CONFIDENTIAL | CONFIDENTIAL | CONFIDENTIAL | ARCO | LODWRICK M. COOK | 213-486-3511 | 515 SOUTH FLOWER ST, LOS ANGELES CA 90071
GWF POWER SYSTEMS SITE #1 | C0008 | COAL | COAL - PETROLEUM COKE | FLUIDIZED BOILER | 17.74 | 19.56 | 1990-12-07 | PG&E | CONTRA COSTA | 895 EAST 3RD STREET (& HARBOR STREET) PITTSBURG 94565 | 510-427-1041 | GWF POWER SYSTEMS | DUANE H. NELSEN | 510-933-7000 | 225 LENNON LANE, STE 120, WALNUT CREEK CA 94598 | GWF POWER SYSTEMS | MARK KEHOE | 510-933-7000 | 225 LENNON LANE, STE 120, WALNUT CREEK CA 94598
GWF POWER SYSTEMS SITE #2 | C0009 | COAL | COAL - PETROLEUM COKE | FLUIDIZED BOILER | 17.74 | 17.74 | 1989-12-22 | PG&E | CONTRA COSTA | 1605 LOVERIDGE ROAD & EAST 14TH ST. PITTSBURG 94565 | 510-432-0855 | GWF POWER SYSTEMS | DUANE H. NELSEN | 510-933-7000 | 225 LENNON LANE, STE 120, WALNUT CREEK CA 94598 | GWF POWER SYSTEMS | MARK KEHOE | 510-933-7000 | 225 LENNON LANE, STE 120, WALNUT CREEK CA 94598
GWF POWER SYSTEMS SITE #3 | C0010 | COAL | COAL - PETROLEUM COKE |  | 17.74 | 19.56 | 1990-08-27 | PG&E | CONTRA COSTA | 1900 WILBUR AVENUE ANTIOCH 94509 | 510-778-0859 | GWF POWER SYSTEMS | DUANE H. NELSEN | 510-933-7000 | 225 LENNON LANE, STE 120, WALNUT CREEK CA 94598 | GWF POWER SYSTEMS | MARK KEHOE | 510-933-7000 | 225 LENNON LANE, STE 120, WALNUT CREEK CA 94598
GWF POWER SYSTEMS SITE #4 | C0011 | COAL | COAL - PETROLEUM COKE | FLUIDIZED BOILER | 17.74 | 20 | 1989-10-10 | PG&E | CONTRA COSTA | 3400 WILBUR AVENUE (WEST OF HWY 160) ANTIOCH 94509 | 510-778-8637 | GWF POWER SYSTEMS | DUANE H. NELSEN | 510-933-7000 | 225 LENNON LANE, STE 120, WALNUT CREEK CA 94598 | GWF POWER SYSTEMS | MARK KEHOE | 510-933-7000 | 225 LENNON LANE, STE 120, WALNUT CREEK CA 94598
GWF POWER SYSTEMS SITE #5 | C0012 | COAL | COAL - PETROLEUM COKE | FLUIDIZED BOILER | 17.74 | 17.74 | 1990-03-17 | PG&E | CONTRA COSTA | 555 NICHOLS ROAD PITTSBURG 94565 | 510-458-8523 | GWF POWER SYSTEMS | DUANE H. NELSEN | 510-933-7000 | 225 LENNON LANE, STE 120, WALNUT CREEK C | GWF POWER SYSTEMS | MARK KEHOE | 510-933-7000 | 225 LENNON LANE, STE 120, WALNUT CREEK CA 94598
HANFORD COGEN | C0007 | COAL | COAL - PETROLEUM COKE (COGEN) |  | 23 | 23 | 1990-09-26 | PG&E | KINGS | 10596 IDAHO AVENUE HANFORD 93230 | 209-583-2077 | GWF POWER SYSTEMS | DUANE H. NELSEN | 510-933-7000 | 225 LENNON LANE, STE 120, WALNUT CREEK CA 94598 | GWF POWER SYSTEMS | MARK KEHOE | 510-933-7000 | 225 LENNON LANE, STE 120, WALNUT CREEK CA 94598
TOTAL |  |  |  |  | 572.59
AIDLIN POWER PLANT #1-#2 | T0023 | GEOTHERMAL | GEOTHERMAL - DRY STEAM |  | 20 | 20 | 1989-06-16 | PG&E | SONOMA | 9500 GEYSERS ROAD CLOVERDALE 95425 | 707-894-3901 | CALPINE CORPORATION | ANGELO URBANI | 408-995-5115 | 50 W. SAN FERNANDO ST 5TH FLR, SAN JOSE 95113 | GEOTHERMAL ENERGY PARTNERS | JACK ADRIAN | 818-302-6292
BEAR CANYON #1 | T0005 | GEOTHERMAL | GEOTHERMAL - DRY STEAM |  | 10 | 11 | 1988-09-06 | PG&E | LAKE | 19759 HIGHWAY 175 MIDDLETOWN 95461 | 707-987-0651 | CALPINE CORPORATION | BRYAN BERTACCHI | 707-987-0651 | 19759 HIGHWAY 175,MIDDLETOWN CA 95461 | CALPINE CORPORATION | JAKE RUDISILL | 707-527-6700 | PO BOX 11279, SANTA ROSA CA 95406
BEAR CANYON #2 | T0006 | GEOTHERMAL | GEOTHERMAL - DRY STEAM |  | 10 | 11 | 1988-09-02 | PG&E | LAKE | 19759 HIGHWAY 175 MIDDLETOWN 95461 | 707-987-0651 | CALPINE CORPORATION | BRYAN BERTACCHI | 707-987-0651 | 19759 HIGHWAY 175,MIDDLETOWN CA 95461 | CALPINE CORPORATION | JAKE RUDISILL | 707-527-6700 | PO BOX 11279, SANTA ROSA CA 95406
COLDWATER CREEK #1-#2 | T0008 | GEOTHERMAL | GEOTHERMAL - DRY STEAM |  | 123.6 | 130 | 1988-06-01 | PG&E | SONOMA | CLOVERDALE 95451 |  | CCPA | RAY FOSSA | 707-928-5291 | 9500 COLDWATER CREEK RD, KELSEYVILLE CA 95451 | CCPA (CSC 10%, MID 40%, SMUD 50%) | KEN BYERS | 707-928-5291 | 9500 COLDWATER CREEK RD, KELSEYVILLE CA 95451
GEYSERS #11 | T0058 | GEOTHERMAL | GEOTHERMAL - DRY STEAM |  | 106 | 118.8 | 1975-05-31 | PG&E | SONOMA | CLOVERDALE |  | PG&E | KENNETH SPEER OR DEAN COOLEY | 707-431-6077 | 111 STONY CIRCLE, SANTA ROSA CA 95401-9599 | PG&E | R. LIVINGSTON | 415-973-7000 | 245 MARKET ST, SAN FRANCISCO 94105 NIIE
GEYSERS #12 | T0059 | GEOTHERMAL | GEOTHERMAL - DRY STEAM |  | 106 | 118.8 | 1979-03-01 | PG&E | SONOMA | CLOVERDALE |  | PG&E | KENNETH SPEER OR DEAN COOLEY | 707-431-6077 | 111 STONY CIRCLE, SANTA ROSA CA 95401-9599 | PG&E | R. LIVINGSTON | 415-973-7000 | 245 MARKET ST, SAN FRANCISCO 94105 NIIE
GEYSERS #13 | T0060 | GEOTHERMAL | GEOTHERMAL - DRY STEAM |  | 109 | 139.8 | 1980-05-15 | PG&E | LAKE | CLOVERDALE | 707-431-3942 | PG&E | KENNETH SPEER OR DEAN COOLEY | 707-431-6077 | 111 STONY CIRCLE, SANTA ROSA CA 95401-9599 | PG&E | R. LIVINGSTON | 415-973-7000 | 245 MARKET ST, SAN FRANCISCO 94105 NIIE
GEYSERS #14 | T0061 | GEOTHERMAL | GEOTHERMAL - DRY STEAM |  | 109 | 124 | 1980-09-12 | PG&E | SONOMA | CLOVERDALE |  | PG&E | KENNETH SPEER OR DEAN COOLEY | 707-431-6077 | 111 STONY CIRCLE, SANTA ROSA CA 95401-9599 | PG&E | R. LIVINGSTON | 415-973-7000 | 245 MARKET ST, SAN FRANCISCO 94105 NIIE
GEYSERS #16 | T0027 | GEOTHERMAL | GEOTHERMAL - DRY STEAM |  | 113 | 124 | 1985-10-01 | PG&E | LAKE | CLOVERDALE | 707-431-3942 | PG&E | KENNETH SPEER OR DEAN COOLEY | 707-431-6077 | 111 STONY CIRCLE, SANTA ROSA CA 95401-9599 | PG&E | R. LIVINGSTON | 415-973-7000 | 245 MARKET ST, SAN FRANCISCO 94105 NIIE
GEYSERS #17 | T0028 | GEOTHERMAL | GEOTHERMAL - DRY STEAM |  | 113 | 124 | 1982-12-18 | PG&E | SONOMA | CLOVERDALE |  | PG&E | KENNETH SPEER OR DEAN COOLEY | 707-431-6077 | 111 STONY CIRCLE, SANTA ROSA CA 95401-9599 | PG&E | R. LIVINGSTON | 415-973-7000 | 245 MARKET ST, SAN FRANCISCO 94105 NIIE
GEYSERS #18 | T0029 | GEOTHERMAL | GEOTHERMAL - DRY STEAM |  | 113 | 124 | 1983-02-15 | PG&E | SONOMA | CLOVERDALE |  | PG&E | KENNETH SPEER OR DEAN COOLEY | 707-431-6077 | 111 STONY CIRCLE, SANTA ROSA CA 95401-9599 | PG&E | R. LIVINGSTON | 415-973-7000 | 245 MARKET ST, SAN FRANCISCO 94105 NIIE
GEYSERS #20 | T0030 | GEOTHERMAL | GEOTHERMAL - DRY STEAM |  | 113 | 124 | 1985-10-01 | PG&E | SONOMA | CLOVERDALE |  | PG&E | KENNETH SPEER OR DEAN COOLEY | 707-431-6077 | 111 STONY CIRCLE, SANTA ROSA CA 95401-9599 | PG&E | R. LIVINGSTON | 415-973-7000 | 245 MARKET ST, SAN FRANCISCO 94105 NIIE
GEYSERS #5-#6 | T0055 | GEOTHERMAL | GEOTHERMAL - DRY STEAM |  | 106 | 118.8 | 1971-12-15 | PG&E | SONOMA | CLOVERDALE |  | PG&E | KENNETH SPEER OR DEAN COOLEY | 707-431-6077 | 111 STONY CIRCLE, SANTA ROSA CA 95401-9599 | PG&E | R. LIVINGSTON | 415-973-7000 | 245 MARKET ST, SAN FRANCISCO 94105 NIIE
GEYSERS #7-#8 | T0056 | GEOTHERMAL | GEOTHERMAL - DRY STEAM |  | 106 | 118.8 | 1972-08-18 | PG&E | SONOMA | CLOVERDALE |  | PG&E | KENNETH SPEER OR DEAN COOLEY | 707-431-6077 | 111 STONY CIRCLE, SANTA ROSA CA 95401-9599 | PG&E | R. LIVINGSTON | 415-973-7000 | 245 MARKET ST, SAN FRANCISCO 94105 NIIE
GEYSERS #9-#10 | T0057 | GEOTHERMAL | GEOTHERMAL - DRY STEAM |  | 106 | 118.8 | 1973-10-15 | PG&E | SONOMA | CLOVERDALE |  | PG&E | KENNETH SPEER OR DEAN COOLEY | 707-431-6077 | 111 STONY CIRCLE, SANTA ROSA CA 95401-9599 | PG&E | R. LIVINGSTON | 415-973-7000 | 245 MARKET ST, SAN FRANCISCO 94105 NIIE
NCPA 1 #1-#2 | T0039 | GEOTHERMAL | GEOTHERMAL - DRY STEAM |  | 86.2 | 110 | 1982-02-01 | PG&E | LAKE | 11785 SOCRATES MINE ROAD MIDDLETOWN 95461 | 707-987-2381 | NCPA | LARRY JONES OR STEVE MILLER | 707-987-2381 | 11785 SOCRATES MINE RD, PO BOX 663, MIDDLETOWN CA 95461 | NCPA (45.35%), CSC(54.65%) | NCPA: LARRY JONES | 916-781-3636 | NCPA: 180 CIRBY WAY, ROSEVILLE CA 95678
NCPA 2 #1-#2 | T0040 | GEOTHERMAL | GEOTHERMAL - DRY STEAM |  | 87.6 | 110 | 1985-10-01 | PG&E | LAKE | 11785 SOCRATES MINE ROAD MIDDLETOWN 95461 | 707-987-2381 | NCPA | LARRY JONES OR STEVE MILLER | 707-987-2381 | 11785 SOCRATES MINE RD, PO BOX 663, MIDDLETOWN CA 95461 | NCPA (65.87%), CSC (34.13%) | NCPA: LARRY JONES | 916-781-3636 | NCPA: 180 CIRBY WAY, ROSEVILLE CA 95678
SANTA FE 1 | T0050 | GEOTHERMAL | GEOTHERMAL - DRY STEAM |  | 80 | 80 | 1984-03-14 | PG&E | LAKE | SOCRATES MINE ROAD MIDDLETOWN 95461 | 707-987-2335 | SANTA FE GEOTHERMAL INC. |  | 707-987-2335 | PO BOX 1009, MIDDLETOWN CA 95461 | FPL ENERGY, INC.
SMUDGEO #1 | T0046 | GEOTHERMAL | GEOTHERMAL - DRY STEAM |  | 70 | 72 | 1983-12-01 | SMUD | LAKE | MIDDLETOWN |  | SMUD | GALE HIGGINS | 707-987-3163 | 6201 S ST, SACRAMENTO 95817, PO BOX 15830, 95852-1830 | SMUD | LARRY HUDDLE | 916-732-5843 | 6201 S ST, SACRAMENTO 95817, PO BOX 15830, 95852-1830
WEST FORD FLAT | T0007 | GEOTHERMAL | GEOTHERMAL - DRY STEAM |  | 30 | 27 | 1988-12-11 | PG&E | LAKE | 10350 SOCRATES MINE ROAD MIDDLETOWN 95461 | 707-987-9238 | CALPINE CORPORATION | BRYAN BERTACCHI | 707-987-9238 | 10350 SOCRATES MINE RD, MIDDLETOWN CA 95461 | CALPINE CORPORATION | JAKE RUDISIL | 707-527-6700 | PO BOX 11279, SANTA ROSA CA 95406
SALTON SEA I, PHASE 2 | T0016 | GEOTHERMAL | GEOTHERMAL |  | 36 |  | 1994-11-01 | SCE | IMPERIAL | 6922 CRUMMER ROAD CALIPATRIA |  | EARTH ENERGY |  |  | 1201 WEST 5TH ST, PO BOX 7600, LOS ANGELES CA 90051
A.W. HOCH | T0012 | GEOTHERMAL | GEOTHERMAL - HYDROTHERMAL | DOUBLE-FLASH CYCLE | 38 | 38 | 1989-02-11 | SCE | IMPERIAL | 7029 GENTRY ROAD CALIPATRIA 92233 | 619-348-4050 | CALIFORNIA ENERGY COMPANY | FRED MANUEL | 619-348-4000 | 950 WEST LINDSEY ROAD, CALIPATRIA CA 92233 | CALENERGY | FRED MANUEL | 619-348-4000 | 950 WEST LINDSEY RD, CALIPATRIA CA 92233
AMEDEE GEOTHERMAL | T0001 | GEOTHERMAL | GEOTHERMAL - HYDROTHERMAL | BINARY | 2.2 | 5 | 1988-09-11 | PG&E | LASSEN | AMEDEE RD WENDEL 96136 | 916-254-6588 | BARBER-NICHOLS ENGINEERING | KEN NICHOLS | 303-421-8111 | 6325 W. 55TH AVE, ARVADA CO 80002 | AMEDEE GEOTHERMAL VENTURE 1 | AVIV GOLDSMITH | 702-323-2866
COSO BLM EAST #7-#8 & WEST #9 | T0009 | GEOTHERMAL | GEOTHERMAL - HYDROTHERMAL | DOUBLE-FLASH CYCLE | 80 | 99 | 1988-12-01 | SCE | INYO | 900 NORTH HERITAGE DRIVE, OFF HWY 395 RIDGECREST 93555 | 619-764-2551 | COSO ENERGY DEVELOPERS | CONFIDENTIAL | CONFIDENTIAL | CONFIDENTIAL | CALENERGY | FRED MANUEL | 619-348-4000 | 950 WEST LINDSEY RD, CALIPATRIA CA 92233
COSO NAVY 1 #1-#3 | T0010 | GEOTHERMAL | GEOTHERMAL - HYDROTHERMAL | DOUBLE-FLASH CYCLE | 79.5 |  | 1987-07-15 | LADWP | INYO | 900 NORTH HERITAGE DRIVE, OFF HWY 395 RIDGECREST 93555 | 619-764-2555 | CALIFORNIA ENERGY COMPANY | FRED MANUEL | 619-764-2555 | 900 N. HERITAGE DR, #D, RIDGECREST CA 93555 | CALENERGY | FRED MANUEL | 619-348-4000 | 950 WEST LINDSEY RD, CALIPATRIA CA 92233
COSO NAVY 2 #4-#6 | T0011 | GEOTHERMAL | GEOTHERMAL - HYDROTHERMAL | DOUBLE-FLASH CYCLE | 81 | 90 | 1989-12-01 | LADWP | INYO | 900 NORTH HERITAGE DRIVE, OFF HWY 395 RIDGECREST 93555 | 619-764-2520 | CALIFORNIA ENERGY COMPANY | FRED MANUEL | 619-764-2520 | 900 N. HERITAGE DR, #D, RIDGECREST CA 93555 | CALENERGY | FRED MANUEL | 619-348-4000 | 950 WEST LINDSEY RD, CALIPATRIA CA 92233
GEM 2 | T0021 | GEOTHERMAL | GEOTHERMAL - HYDROTHERMAL | DOUBLE FLASH | 20 | 20 | 1989-06-01 | SCE | IMPERIAL | 3300 EAST EVAN HEWES HWY (8 MILES E OF HOLTVILLE & 1 MILE N OF I-8) HOLTVILLE 92250 | 619-356-3020 | MISSION OPERATIONS & MAINTENANCE | LEO ALLEGRANZA | 619-356-3026 | PO BOX 748, 3300 E. EVAN HEWES HWY, HOLTVILLE CA 92250 | GEO EAST MESA LIMITED PARTNERSHIP | DICK BANISTER | 714-752-5588 | 18101 VON KARMEN AVE, #1700, IRVINE CA 92715-1007
GEM 3 | T0022 | GEOTHERMAL | GEOTHERMAL - HYDROTHERMAL | DOUBLE FLASH | 20 | 20 | 1989-06-01 | SCE | IMPERIAL | 3300 EAST EVAN HEWES HWY (8 MILES E OF HOLTVILLE & 1 MILE N OF I-8) HOLTVILLE 92250 | 619-356-3020 | MISSION OPERATIONS & MAINTENANCE | LEO ALLEGRANZA | 619-356-3026 | PO BOX 748, 3300 E. EVAN HEWES HWY, HOLTVILLE CA 92250 | GEO EAST MESA LIMITED PARTNERSHIP | DICK BANISTER | 714-752-5588 | 18101 VON KARMEN AVE, #1700, IRVINE CA 92715-1007
HEBER DOUBLE FLASH | T0033 | GEOTHERMAL | GEOTHERMAL - HYDROTHERMAL | DOUBLE-FLASH CYCLE | 45 | 47 | 1985-08-04 | SCE | IMPERIAL | 895 PITZER ROAD HEBER 92249 | 619-353-9630 | OGDEN GEOTHERMAL OPERATIONS | JERRY L. BROCKER | 619-353-9630 | 895 PITZER ROAD, HEBER CA 92249 | OGDEN POWER CORPORATION | BOB SONES | 619-353-8200 | 947 DOGWOOD RD, PO BOX 1536, HEBER CA 92249
J.J. ELMORE | T0015 | GEOTHERMAL | GEOTHERMAL - HYDROTHERMAL | DOUBLE-FLASH CYCLE | 38 | 38 | 1989-02-11 | SCE | IMPERIAL | 786 WEST SINCLAIR ROAD CALIPATRIA 92233 | 619-348-4065 | CALIFORNIA ENERGY COMPANY | FRED MANUEL | 619-348-4000 | 950 WEST LINDSEY RD, CALIPATRIA CA 92233 | CALENERGY | FRED MANUEL | 619-348-4000 | 950 WEST LINDSEY RD, CALIPATRIA CA 92233
J.M. LEATHERS | T0034 | GEOTHERMAL | GEOTHERMAL - HYDROTHERMAL | DOUBLE-FLASH CYCLE | 38 | 38 | 1990-01-01 | SCE | IMPERIAL | 342 WEST SINCLAIR ROAD CALIPATRIA 92233 | 619-348-4080 | CALIFORNIA ENERGY COMPANY | FRED MANUEL | 619-348-4000 | 950 WEST LINDSEY ROAD, CALIPATRIA CA 92233 | CALENERGY | FRED MANUEL | 619-348-4000 | 950 WEST LINDSEY RD, CALIPATRIA CA 92233
MAMMOTH PACIFIC #1 | T0035 | GEOTHERMAL | GEOTHERMAL - HYDROTHERMAL | BINARY CYCLE | 7 |  | 1984-08-01 | SCE | MONO | JUNCTION OLD HWY 395 & HWY 203 MAMMOTH LAKES 93546 |  | MAMMOTH-PACIFIC, L.P. | JIM ANDERSON | 619-934-4893 | PO BOX 1584, MAMMOTH LAKES CA 93546 | OGDEN POWER CORPORATION | DAVID WAGNER | 703-246-0644 | 3211 JERMANTOWN ROAD,P.O. BOX 10130, FAIRFAX, VA 22030
MAMMOTH PACIFIC #2 | T0036 | GEOTHERMAL | GEOTHERMAL - HYDROTHERMAL | BINARY CYCLE | 9.1 |  | 1990-12-01 | SCE | MONO | JUNCTION OLD HWY 395 & HWY 203 MAMMOTH LAKES 93546 | 619-934-4893 | MAMMOTH-PACIFIC, L.P. | JIM ANDERSON | 619-934-4893 | PO BOX 1584, MAMMOTH LAKES CA 93546 | OGDEN POWER CORPORATION | DAVID WAGNER | 703-246-0644 | 3211 JERMANTOWN ROAD,P.O. BOX 10130, FAIRFAX, VA 22030
MAMMOTH PACIFIC #3 | T0037 | GEOTHERMAL | GEOTHERMAL - HYDROTHERMAL | BINARY CYCLE | 9.4 | 9.4 | 1990-12-01 | SCE | MONO | JUNCTION OLD HWY 395 & HWY 203 MAMMOTH LAKES 93546 | 619-334-4893 | MAMMOTH-PACIFIC, L.P. | JIM ANDERSON | 619-934-4893 | PO BOX 1584, MAMMOTH LAKES CA 93546 | OGDEN POWER CORPORATION | DAVID WAGNER | 703-246-0644 | 3211 JERMANTOWN ROAD,P.O. BOX 10130, FAIRFAX, VA 22030
ORMESA I | T0062 | GEOTHERMAL | GEOTHERMAL - HYDROTHERMAL | BINARY CYCLE | 24 | 30 | 1986-12-01 | SCE | IMPERIAL | 3300 E. EVAN HEWES HIGHWAY HOLTVILLE 92250 | 503-636-9620 | PSC GEOTHERMAL SERVICES COMPANY | DARREL STOVAL OR CARL LEVESQUE | 619-356-5501 | 3300 EAST EVAN HEWES HWY, HOLTVILLE CA 92250 | OESI POWER CORPORATION | HEZY RAM OR TED COOK | 702-356-4661 | 4000 KRUSE WY, PL STE 255, LAKE OSWEGO OR 5-2544
ORMESA IE | T0063 | GEOTHERMAL | GEOTHERMAL - HYDROTHERMAL | BINARY CYCLE | 8.5 | 10 | 1988-12-01 | SCE | IMPERIAL | 3300 E. EVAN HEWES HIGHWAY HOLTVILLE 92250 | 503-636-9620 | PSC GEOTHERMAL SERVICES COMPANY | DARREL STOVAL OR CARL LEVESQUE | 619-356-5501 | 3300 EAST EVAN HEWES HWY, HOLTVILLE CA 92250 | OESI POWER CORPORATION | HEZY RAM OR TED COOK | 702-356-4661 | 4000 KRUSE WY, PL STE 255, LAKE OSWEGO OR 5-2544
ORMESA IH | T0066 | GEOTHERMAL | GEOTHERMAL - HYDROTHERMAL | BINARY CYCLE | 6.5 | 13.2 | 1989-12-01 | SCE | IMPERIAL | 3300 E. EVAN HEWES HIGHWAY HOLTVILLE 92250 | 503-636-9620 | PSC GEOTHERMAL SERVICES COMPANY | DARREL STOVAL OR CARL LEVESQUE | 619-356-5501 | 3300 EAST EVAN HEWES HWY, HOLTVILLE CA 92250 | OESI POWER CORPORATION | HEZY RAM OR TED COOK | 702-356-4661 | 4000 KRUSE WY, PL STE 255, LAKE OSWEGO OR 5-2544
ORMESA II | T0043 | GEOTHERMAL | GEOTHERMAL - HYDROTHERMAL | BINARY CYCLE | 15 | 15 | 1988-03-01 | SCE | IMPERIAL | 3304 E. EVAN HEWES HIGHWAY HOLTVILLE 92250 | 619-356-4551 | ORMESA OPERATORS | CARL LEVESQUE | 619-356-4551 | PO BOX 86, 3304 E. EVANS HEWES HWY, HOLTVILLE CA 92250 | FPL ENERGY, INC.
PLES #1 | T0038 | GEOTHERMAL | GEOTHERMAL - HYDROTHERMAL | BINARY CYCLE | 10 |  | 1990-01-01 | SCE | MONO | JUNCTION OLD HWY 395 & HWY 203 MAMMOTH LAKES 93546 |  | MAMMOTH-PACIFIC, L.P. | JIM ANDERSON | 619-934-4893 | PO BOX 1584, MAMMOTH LAKES CA 93546 | MAMMOTH-PACIFIC, L.P. | CLAUDE HARVEY | 619-934-4893 | 6055 E WASHINGTON BLVD, COMMERCE CA 90040
SALTON SEA #1 | T0047 | GEOTHERMAL | GEOTHERMAL - HYDROTHERMAL | SINGLE-FLASH CYCLE | 10 | 10 | 1982-07-01 | SCE | IMPERIAL | 6920 LACK ROAD CALIPATRIA 92233 | 619-348-4160 | CALIFORNIA ENERGY COMPANY | FRED MANUEL | 619-348-4000 | 950 WEST LINDSEY RD, CALIPATRIA CA 92233 | CALENERGY | FRED MANUEL | 619-348-4000 | 950 WEST LINDSEY RD, CALIPATRIA CA 92233
SALTON SEA #2 | T0048 | GEOTHERMAL | GEOTHERMAL - HYDROTHERMAL | SINGLE-FLASH CYCLE | 15 | 15 | 1990-04-01 | SCE | IMPERIAL | 6920 LACK ROAD CALIPATRIA 92233 | 619-344-7602 | CALIFORNIA ENERGY COMPANY | FRED MANUEL | 619-348-4000 | 950 WEST LINDSEY RD, CALIPATRIA CA 92233 | CALENERGY | FRED MANUEL | 619-348-4000 | 950 WEST LINDSEY RD, CALIPATRIA CA 92233
SALTON SEA #3 | T0049 | GEOTHERMAL | GEOTHERMAL - HYDROTHERMAL | DOUBLE-FLASH CYCLE | 47.5 | 47.5 | 1989-02-14 | SCE | IMPERIAL | 6922 CRUMMER ROAD (& KUNS ROAD, SW OF NILAND, SALTON SEA) CALIPATRIA 92233 | 619-348-4151 | CALIFORNIA ENERGY COMPANY | FRED MANUEL | 619-348-4000 | 950 WEST LINDSEY RD, CALIPATRIA CA 92233 | CALENERGY | FRED MANUEL | 619-348-4000 | 950 WEST LINDSEY RD, CALIPATRIA CA 92233
SECOND IMPERIAL GEOTHERMAL | T0051 | GEOTHERMAL | GEOTHERMAL - HYDROTHERMAL | DOUBLE-FLASH CYCLE | 37 |  | 1993-07-05 | SCE | IMPERIAL | 855 DOGWOOD RD HEBER 92251 |  | OGDEN SIGC GEOTHERMAL OPERATIONS | J. GREGORY GRIFFITH | 619-337-8872 | PO BOX 1500, 855 DOGWOOD RD, HEBER CA 92249 | OGDEN POWER CORPORATION | BOB SONES | 619-353-8200 | 947 DOGWOOD RD, PO BOX 1536, HEBER CA 92249
VULCAN/BN GEOTHERMAL PWR (NILAND #1) | T0053 | GEOTHERMAL | GEOTHERMAL - HYDROTHERMAL | DOUBLE-FLASH CYCLE | 34 | 34 | 1986-02-01 | SCE | IMPERIAL | 7001 GENTRY ROAD CALIPATRIA 92233 | 619-348-4030 | CALIFORNIA ENERGY COMPANY | FRED MANUEL | 619-348-4000 | 950 WEST LINDSEY RD, CALIPATRIA CA 92233 | CALENERGY | FRED MANUEL | 619-348-4000 | 950 WEST LINDSEY RD, CALIPATRIA CA 92233
WINEAGLE I | T0054 | GEOTHERMAL | GEOTHERMAL - HYDROTHERMAL | BINARY | 0.7 | 0.7 | 1985-06-11 | PG&E | LASSEN | ANTOLA RD AND WENDEL RD WENDEL |  | BARBER-NICHOLS ENGINEERING | KEN NICHOLS | 303-421-8111 | 6325 W. 55TH AVE, ARVADA CO 80002 | WINEAGLE DEVELOPMENT, LP | JOHAN OTTO | 916-443-3797
TOTAL: |  |  |  |  | 2428.8
A.G. WISHON #1-#4 | H0570 | HYDROELECTRIC | HYDRO |  | 20 | 12.8 | 1910-09-01 | PG&E | MADERA | NORTH FORK 93643 | [5 empty] | PG&E | T. MORFORD | 415-973-7000 | 245 MARKET ST, SAN FRANCISCO 94177, NIIC
ALAMO | H0058 | HYDROELECTRIC | HYDRO | HYDRAULIC TURBINE - CONVENTIONAL | 17 | 17 | 1986-07-30 | SCE | LOS ANGELES | 31849 N. LAKE HUGES ROAD CASTAIC 91384 |  | CDWR | L. LONG | 916-323-4033 | PO BOX 98, CASTAIC CA 91310 | CDWR | BRUCE JOHNSON | 916-324-6164 | 1416 9TH ST, BOX 942836, SACRAMENTO CA 94236-0001
ALTA #1-#2 | H0005 | HYDROELECTRIC | HYDRO |  | 2 | 2 | 1902-11-01 | PG&E | PLACER | ALTA 95701 | [5 empty] | PG&E | T. MORFORD | 415-973-7000 | 245 MARKET ST, SAN FRANCISCO 94177, NIIC
ALVARADO HYDRO FACILITY | H0006 | HYDROELECTRIC | HYDRO |  | 1.99 | 1.99 | 1985-04-30 | SDG&E | SAN DIEGO | WATER FILTRATION PLANT, ON LAKE MURRAY BLVD LA MESA 92041 |  |  |  | 619-297-3218 |  | SD COUNTY WATER AUTHORITY | L. HOPSON | 619-297-3218 | 2750 FOURTH AVE, SAN DIEGO 9210
ANGELS | H0008 | HYDROELECTRIC | HYDRO |  | 1 | 1.4 | 1940-01-01 | PG&E | CALAVERAS | ANGELS CAMP 95222 | [5 empty] | PG&E | T. MORFORD | 415-973-7000 | 245 MARKET ST, SAN FRANCISCO 94177, NIIC
ARBUCKLE MOUNTAIN | H0010 | HYDROELECTRIC | HYDRO |  | 0.3 | 0.4 | 1986-12-01 | PG&E | SHASTA | PLATINA 96076 | 916-352-4477 |  |  |  |  | CONSOLIDATED HYDRO, INC. (CHI) | OLOF S. NELSON | 203-661-4203 | ONE GREENWICH PLAZA, GREENWICH CT 06830
AUSTIN/GANSNER POWER & WATER | H0201 | HYDROELECTRIC | HYDRO |  | 0.275 |  | 1985-04-06 | PG&E | PLUMAS | QUINCY | [5 empty] | L&K AUSTIN | KATHLEEN AUSTIN | 916-283-0763 | PO BOX 3018, QUINCY 95971
AZUSA | H0014 | HYDROELECTRIC | HYDRO | HYDRAULIC TURBINE - CONVENTIONAL | 2 | 3 | 1949-02-01 | PASADENA | LOS ANGELES | AZUSA | [5 empty] | CITY OF PASADENA | DAVID C. PLUMB | 818-405-4441 | 150 S LOS ROBLES AVE, SUITE 200, PASADENA 91101
BADGER FILTRATION PLANT | H0016 | HYDROELECTRIC | HYDRO |  | 1.485 | 1.485 | 1987-07-08 | SDG&E | SAN DIEGO | 18535 ALISO CANYON ROAD RANCHO SANTA FE 92067 | [5 empty] | SAN DIEQUITO WATER DISTRICT | JAMES S. TOLLEY |  | PO BOX 409, RANCHO SANTA FE 920
BAILEY CREEK RANCH | H0017 | HYDROELECTRIC | HYDRO |  | 0.8 |  | 1982-05-26 | PG&E | SHASTA | MANTON | [5 empty] | BAILEY CREEK RANCH | RONALD SOMERS | 415-986-2211 | PO BOX 3236, REDDING 96049
BALCH 1 | H0019 | HYDROELECTRIC | HYDRO |  | 34 | 31 | 1927-02-01 | PG&E | FRESNO | FRESNO | [5 empty] | PG&E | T. MORFORD | 415-973-7000 | 245 MARKET ST, SAN FRANCISCO 94177, NIIC
BALCH 2 #1-#2 | H0020 | HYDROELECTRIC | HYDRO |  | 105 | 97.2 | 1958-11-01 | PG&E | FRESNO | FRESNO | [5 empty] | PG&E | T. MORFORD | 415-973-7000 | 245 MARKET ST, SAN FRANCISCO 94177, NIIC
BEAR CREEK | H0507 | HYDROELECTRIC | HYDRO |  | 3 | 3 | 1986-01-15 | PG&E | SHASTA | NORTH OF INWOOD ROAD SHINGLETOWN 96088 | 916-676-5380 |  |  |  |  | TKO POWER INC | JONATHAN BLOOM | 208-338-2604 | 1161 W. RIVER ST, STE 200, BOISE ID 83702
BEAR VALLEY HYDRO PLANT #1-#2 | H0021 | HYDROELECTRIC | HYDRO | HYDRAULIC TURBINE - CONVENTIONAL | 1.6 | 1.6 | 1986-03-15 | SDG&E | SAN DIEGO | ADDRESS CONFIDENTIAL ESCONDIDO 92025-2709 | [5 empty] | CITY OF ESCONDIDO | DENNIS W WILSON | 619-741-4880 | CIVIC CENTER PLAZA, 201 N BROADWAY, ESCONDIDO CA 92025
BEARDSLEY | H0022 | HYDROELECTRIC | HYDRO |  | 11 | 10 | 1957-05-01 | PG&E | TUOLUMNE | WEST END OF BEARDSLEY RESERVOIR | [5 empty] | O&SSJID | DON THOMPSON | 209-965-3996 | STAR ROUTE, BOX 1303, SONORA 95370
BELDEN | H0023 | HYDROELECTRIC | HYDRO |  | 125 | 117.9 | 1969-09-01 | PG&E | PLUMAS | BELDEN 95915 | [5 empty] | PG&E | T. MORFORD | 415-973-7000 | 245 MARKET ST, SAN FRANCISCO 94177, NIIC
BIDWELL DITCH | H0323 | HYDROELECTRIC | HYDRO |  | 2 |  | 1987-02-22 | PG&E | SHASTA | WILCOX ROAD HAT CREEK 96040 | [5 empty] | MEGA RENEWABLES | ED HUDSON | 916-222-1414 | 1666 E CYPRESS AVE, STE 4, REDDING 96002
BIG CREEK 1 #1-#4 | H0027 | HYDROELECTRIC | HYDRO |  | 82.9 | 85.4 | 1913-11-01 | SCE | FRESNO | BIG CREEK 93605 | 209-893-3611 | SCE | G. HUTCHENS |  |  | SCE | THOMAS PAGE | 818-302-1212 | 2244 WALNUT GROVE AVE, ROSEMEAD 91770
BIG CREEK 2 #3-#6 | H0028 | HYDROELECTRIC | HYDRO |  | 67.1 | 67 | 1913-12-01 | SCE | FRESNO | BIG CREEK 93605 | 209-893-3611 | SCE | H.G. HUTCHENS |  |  | SCE | C.E. MILLER | 818-302-1564 | 2244 WALNUT GROVE AVE, ROSEMEAD 91770
BIG CREEK 2A #1-#2 | H0030 | HYDROELECTRIC | HYDRO |  | 98.5 | 110 | 1928-08-01 | SCE | FRESNO | BIG CREEK 93605 | 209-893-3611 | SCE | H.G. HUTCHENS |  |  | SCE | C.E. MILLER | 818-302-1564 | 2244 WALNUT GROVE AVE., P.O. BOX 800, ROSEMEAD 91770
BIG CREEK 3 #1-#5 | H0032 | HYDROELECTRIC | HYDRO |  | 181.9 | 177 | 1923-09-01 | SCE | FRESNO | AUBERRY 93602 |  | SCE | H.G. HUTCHENS |  |  | SCE | C.E. MILLER | 818-302-1564 | 2244 WALNUT GROVE AVE, ROSEMEAD 91770
BIG CREEK 4 #1-#2 | H0034 | HYDROELECTRIC | HYDRO |  | 100.2 | 100 | 1951-06-01 | SCE | MADERA | NORTH FORK 93602 |  | SCE | H.G. HUTCHENS |  |  | SCE | C.E. MILLER | 818-302-1564 | 2244 WALNUT GROVE AVE, ROSEMEAD 91770
BIG CREEK 8 #1-#2 | H0036 | HYDROELECTRIC | HYDRO |  | 64.5 | 75 | 1921-08-01 | SCE | FRESNO | AUBERRY 93605 |  | SCE | H.G. HUTCHENS |  |  | SCE | C.E. MILLER | 818-302-1564 | 2244 WALNUT GROVE AVE., PO BOX 800, ROSEMEAD 91770
BIG CREEK WATER WORKS | H0037 | HYDROELECTRIC | HYDRO |  | 4.8 | 4.8 | 1987-01-07 | PG&E | TRINITY | HYAMPOM 96046 | [5 empty] | BIG CREEK WATER WORKS LTD | WAYNE L. PRIM | 701-555-1212 | 229 KINGSBURY GRADE, BOX 6990, STATE LINE NV 89449
BIG PINE | H0040 | HYDROELECTRIC | HYDRO | RUN-OF-RIVER | 3.2 | 3.2 | 1925-07-01 | LADWP | INYO | 400 CONE ROAD BIG PINE 93513 |  | LADWP | L.L. BRINK |  |  | LADWP | WILLIAM MCCARLEY | 213-481-4211 | 111 N. HOPE ST, LOS ANGELES CA 90051-0100
BISHOP CREEK 2 #1-#3 | H0041 | HYDROELECTRIC | HYDRO |  | 7.5 | 7.3 | 1908-11-01 | SCE | INYO | BISHOP 93514 | 619-872-8941 | SCE | G. GIBSON |  |  | SCE | C.E. MILLER | 818-302-1564 | 2244 WALNUT GROVE AVE, ROSEMEAD 91770
BISHOP CREEK 3 #1-#3 | H0042 | HYDROELECTRIC | HYDRO |  | 7.9 | 7.6 | 1913-06-01 | SCE | INYO | BISHOP 93514 | 619-872-8941 | SCE | G. GIBSON |  |  | SCE | C.E. MILLER | 818-302-1564 | 2244 WALNUT GROVE AVE, ROSEMEAD 91770
BISHOP CREEK 4 #1-#5 | H0043 | HYDROELECTRIC | HYDRO |  | 8 | 8 | 1905-09-01 | SCE | INYO | BISHOP 93514 | 619-872-8941 | SCE | G. GIBSON |  |  | SCE | C.E. MILLER | 818-302-1564 | 2244 WALNUT GROVE AVE, ROSEMEAD 91770
BISHOP CREEK 5 #1-#2 | H0044 | HYDROELECTRIC | HYDRO |  | 3.8 | 3.5 | 1919-06-01 | SCE | INYO | BISHOP 93514 | 619-872-8941 | SCE | G. GIBSON |  |  | SCE | C.E. MILLER | 818-302-1564 | 2244 WALNUT GROVE AVE, ROSEMEAD 91770
BISHOP CREEK 6 | H0045 | HYDROELECTRIC | HYDRO |  | 2 | 1.6 | 1913-03-01 | SCE | INYO | BISHOP 93514 | 619-872-8941 | SCE | G. GIBSON |  |  | SCE | C.E. MILLER | 818-302-1564 | 2244 WALNUT GROVE AVE, ROSEMEAD 91770
BLACK BUTTE | H0046 | HYDROELECTRIC | HYDRO |  | 6.2 | 6.2 | 1988-10-01 | PG&E | TEHAMA | ORLAND | [5 empty] | CSC | J.H. POPE | 408-984-3161 | 1500 WARBURTON AVE, SANTA CLARA CA 95050
BOREL #1-#3 | H0048 | HYDROELECTRIC | HYDRO |  | 11 | 12 | 1904-12-01 | SCE | KERN | LAKE ISABELLA 93240 |  | SCE | D.F. ANDERS |  |  | SCE | C.E. MILLER | 818-302-1564 | 2244 WALNUT GROVE AVE, ROSEMEAD 91770
BOWMAN | H0351 | HYDROELECTRIC | HYDRO |  | 3.6 | 3.6 | 1986-08-18 | PG&E | NEVADA | NEVADA CITY 95604 | [5 empty] | NID | JAMES CHATIGNY | 916-273-6185 | PO BOX 1019, GRASS VALLEY 95945
BROWNS VALLEY IRRIGATION DISTRICT | H0544 | HYDROELECTRIC | HYDRO |  | 1 | 1.275 | 1984-06-29 | PG&E | YUBA | BROWNS VALLEY | [5 empty] | BVID | WARNER PHILLIPS | 916-743-5703 | PO BOX 6, BROWNS VALLEY 95916
BUCKEYE 82 INVESTORS | H0051 | HYDROELECTRIC | HYDRO |  | 0.347 |  | 1983-05-24 | PG&E | EL DORADO | GEORGETOWN
BUCKS CREEK #1-#2 | H0052 | HYDROELECTRIC | HYDRO |  | 65 | 66 | 1928-03-01 | PG&E | PLUMAS | STORRIE 95980 | [5 empty] | PG&E | T. MORFORD | 415-973-7000 | 245 MARKET ST, SAN FRANCISCO 94177, NIIC
BURGESS, NORMAN ROSS | H0056 | HYDROELECTRIC | HYDRO |  | 1.25 | 1.25 | 1984-12-28 | PG&E | TRINITY | ZENIA | [5 empty] | BURGESS, M&N | MARY E. BURGESS | 707-923-9653 | PO BOX 200, ZENIA 95495
BUTT VALLEY | H0057 | HYDROELECTRIC | HYDRO |  | 39.96 | 36 | 1958-12-01 | PG&E | PLUMAS | NORTH END OF BUTT VALLEY CARIBOU | [5 empty] | PG&E | T. MORFORD | 415-973-7000 | 245 MARKET ST, SAN FRANCISCO 94177, NIIC
CALAVERAS #1-#6 | H0072 | HYDROELECTRIC | HYDRO |  | 249.1 | 249.1 | 1990-01-01 | CCWD | CALAVERAS | 477 BRETT HARTE LANE MURPHYS 95247 | [5 empty] | NCPA(62.98%), CSC(37.02%) | NCPA: MW MCDONALD | 916-781-3636 | NCPA: 180 CIRBY WAY, ROSEVILLE CA 95678
CALLEGUAS MWD (SPRINGVILLE RESERVOIR) | H0076 | HYDROELECTRIC | HYDRO |  | 1 |  | 1995-02-01 | SCE | VENTURA | 600 VILLA ZAMORA CAMARILLO | [5 empty] | CALLEGUAS MWD | GEORGE MULLIGAN | 805-526-9323
CALLEGUAS MWD-UNIT 1 (CONEJO) | H0077 | HYDROELECTRIC | HYDRO | P.R. STATION | 0.55 |  | 1982-10-01 | SCE | VENTURA | 2100 OLSEN ROAD THOUSAND OAKS 91360 |  | CALLEGUAS MWD | CONFIDENTIAL | CONFIDENTIAL | CONFIDENTIAL | CALLEGUAS MWD | JAMES A. HUBERT | 805-526-9323 | 2100 OLSEN RD, THOUSAND OAKS 91360
CALLEGUAS MWD-UNIT 2 (CHATSWORTH) | H0078 | HYDROELECTRIC | HYDRO | P.R. STATION | 1.25 |  | 1984-10-01 | SCE | LOS ANGELES | OFF DEVONSHIRE ST, IN WEST CENTRAL PORTION OF CHATSHWORTH PARK CHATSWORTH 91311 |  | CALLEGUAS MWD | CONFIDENTIAL | CONFIDENTIAL | CONFIDENTIAL | CALLEGUAS MWD | JAMES A. HUBERT | 805-526-9323 | 2100 OLSEN RD, THOUSAND OAKS 91362
CALLEGUAS MWD-UNIT 3 (SANTA ROSA VALLEY) | H0079 | HYDROELECTRIC | HYDRO | P.R. STATION | 0.25 |  | 1986-07-01 | SCE | VENTURA | SANTA ROSA ROAD CAMARILLO 93012 |  | CALLEGUAS MWD | CONFIDENTIAL | CONFIDENTIAL | CONFIDENTIAL | CALLEGUAS MWD | JAMES A. HUBERT | 805-526-9323 | 2100 OLSEN RD, THOUSAND OAKS 91362
CAMANCHE #1-#3 | H0080 | HYDROELECTRIC | HYDRO |  | 10.8 | 10.8 | 1983-07-01 | PG&E | SAN JOAQUIN | CLEMENTS 95227 |  | EBMUD | D.M. MCCORD | 510-287-1121 | PO BOX 24055, 375 11TH ST, OAKLAND 94623 | EBMUD | JOHN A. MYERS | 510-287-1121 | PO BOX 24055, 375 11TH ST, OAKLAND 94623
CAMINO #1-#2 | H0081 | HYDROELECTRIC | HYDRO |  | 150 | 154 | 1963-10-01 | SMUD | EL DORADO | 7.5 MILES NORTH OF POLLOCK PINES |  | SMUD | MERVYN YOUNG | 916-644-2013 | 6201 S ST, SACRAMENTO 95817, PO BOX 15830, 95852-1830 | SMUD | LARRY HUDDLE | 916-732-5843 | 6201 S ST, SACRAMENTO 95817, PO BOX 15830, 95852-1830
CAMP FAR WEST | H0083 | HYDROELECTRIC | HYDRO |  | 6.8 | 7.8 | 1985-01-01 | SMUD | PLACER | 7 MILES NORTH OF WHEATLAND |  | SMUD | MERVYN YOUNG | 916-644-2013 | 6201 S ST, SACRAMENTO 95817, PO BOX 15830, 95852-1830 | SOUTH SUTTER WATER DISTRICT (SSWD) | ROBERT L. MELTON | 916-656-2242 | 2464 PACIFIC AVE, TROWBRIDGE 95659
CAMROSA COUNTY WATER DISTRICT | H0084 | HYDROELECTRIC | HYDRO | P.R. STATION | 0.15 |  | 1987-06-11 | SCE | VENTURA | WOODCREEK ROAD AND UPLAND ROAD CAMARILLO 93010 | 805-482-4677 | CAMROSA COUNTY WATER DIST. | CONFIDENTIAL | CONFIDENTIAL | CONFIDENTIAL | CAMROSA COUNTY W. D. | WALTER HAMPTON | 805-482-4677 | 7385 E SANTA ROSA RD, CAMARILLO 93010
CARIBOU 1 #1-#3 | H0087 | HYDROELECTRIC | HYDRO |  | 75 | 75 | 1921-06-01 | PG&E | PLUMAS | CARIBOU | [5 empty] | PG&E | T. MORFORD | 415-973-7000 | 245 MARKET ST, SAN FRANCISCO 94177, NIIC
CARIBOU 2 #4-#5 | H0088 | HYDROELECTRIC | HYDRO |  | 120 | 109.8 | 1958-11-01 | PG&E | PLUMAS | CARIBOU | [5 empty] | PG&E | T. MORFORD | 415-973-7000 | 245 MARKET ST, SAN FRANCISCO 94177, NIIC
CEDAR FLAT HYDRO | H0091 | HYDROELECTRIC | HYDRO |  | 0.3 |  | 1984-01-09 | PG&E | TRINITY | BURNT RANCH | [5 empty] | BC HYDRO INC | EUGEN FRANCIS | 707-822-0204 | 1484 HARTNELL AVE, REDDING 96002
CENTERVILLE #1-#2 | H0092 | HYDROELECTRIC | HYDRO |  | 6.4 | 6.4 | 1900-05-01 | PG&E | BUTTE | CHICO | [5 empty] | PG&E | T. MORFORD | 415-973-7000 | 245 MARKET ST, SAN FRANCISCO 94177, NIIC
CHICAGO PARK | H0095 | HYDROELECTRIC | HYDRO |  | 42 | 45 | 1965-11-01 | PG&E | NEVADA | COLFAX 95713 | [5 empty] | NID | JAMES CHATIGNY | 916-273-6185 | PO BOX 1019, GRASS VALLEY 95945
CHILI BAR | H0096 | HYDROELECTRIC | HYDRO |  | 7 | 7 | 1965-03-01 | PG&E | EL DORADO | PLACERVILLE | [5 empty] | PG&E | T. MORFORD | 415-973-7000 | 245 MARKET ST, SAN FRANCISCO 94177, NIIC
CITY OF EL SEGUNDO | H0098 | HYDROELECTRIC | HYDRO | P.R. STATION | 0.52 |  | 1989-11-06 | SCE | LOS ANGELES | ADDRESS CONFIDENTIAL EL SEGUNDO 90245 |  | CITY OF EL SEGUNDO | CONFIDENTIAL | CONFIDENTIAL | CONFIDENTIAL | CITY OF EL SEGUNDO | WILLIAM M GLICKMAN | 213-322-4670 | 350 MAIN ST, EL SEGUNDO 90245
CITY OF LA HABRA | H0099 | HYDROELECTRIC | HYDRO | P.R. STATION | 0.1 |  | 1982-03-01 | SCE | ORANGE | LAMBERT STREET AND WALNUT STREET LA HABRA 90631 |  | CITY OF LA HABRA | CONFIDENTIAL | CONFIDENTIAL | CONFIDENTIAL | CITY OF LA HABRA | LEE RISNER | 310-905-9720 | PO BOX 337, CIVIC CENTER, LA HABRA 90633
CITY OF SAN LUIS OBISPO (STENNER CANYON) | H0457 | HYDROELECTRIC | HYDRO |  | 0.782 |  | 1985-06-06 | PG&E | SAN LUIS OBISPO | STENNER CREEK ROAD SAN LUIS OBISPO | [5 empty] | CITY OF SAN LUIS OBISPO | GARY HENDERSON | 805-781-7237
CITY OF SANTA ANA | H0100 | HYDROELECTRIC | HYDRO | P.R. STATION | 0.195 |  | 1986-06-30 | SCE | ORANGE | ADDRESS CONFIDENTIAL SANTA ANA 92706 |  | CITY OF SANTA ANA | CONFIDENTIAL | CONFIDENTIAL | CONFIDENTIAL | CITY OF SANTA ANA | CONFIDENTIAL | CONFIDENTIAL | CONFIDENTIAL
CITY OF SANTA BARBARA (CATER PROJECT) | H0101 | HYDROELECTRIC | HYDRO | P.R. STATION | 0.7 |  | 1985-06-26 | SCE | SANTA BARBARA | 1150 SAN ROQUE ROAD SANTA BARBARA 93105 |  | CITY OF SANTA BARBARA | CONFIDENTIAL | CONFIDENTIAL | CONFIDENTIAL | CTY OF SANTA BARBARA | D.H. JOHNSON | 805-564-5378 | PO BOX 1990, SANTA BARBARA 93102
CITY OF VALLEJO | H0185 | HYDROELECTRIC | HYDRO |  | 0.3 |  | 1985-01-15 | PG&E | SOLANO | VALLEJO | [5 empty] | CITY OF VALLEJO | ERWIN FOLLAND | 707-648-4315 | 555 SANTA CLARA ST, VALLEJO 94590
CLEAR LAKE HYDRO | H0576 | HYDROELECTRIC | HYDRO |  | 2.5 | 2.5 | 1985-09-07 | PG&E | LAKE | 18222 DAM ROAD CLEAR LAKE 95422 | [5 empty] | YOLO COUNTY FC & WCD | JAMES EAGAN | 916-662-0265 | ROUTE 1, BOX 1079M, WOODLAND 95695
COAL CANYON | H0104 | HYDROELECTRIC | HYDRO |  | 0.9 | 1 | 1907-12-01 | PG&E | BUTTE | OROVILLE 95965 | [5 empty] | PG&E | T. MORFORD | 415-973-7000 | 245 MARKET ST, SAN FRANCISCO CA 94105, NIIC
COLEMAN | H0106 | HYDROELECTRIC | HYDRO |  | 13 | 12.2 | 1979-06-01 | PG&E | TEHAMA | COTTONWOOD 96022 | [5 empty] | PG&E | T. MORFORD | 415-973-7000 | 245 MARKET ST, SAN FRANCISCO 94177, NIIC
COLGATE #1-#2 | H0352 | HYDROELECTRIC | HYDRO |  | 312 | 315 | 1969-10-01 | PG&E | YUBA | [6 empty] | YCWA | DONN WILSON | 916-741-6278 | 1402 D ST, MARYSVILLE 95901
COLLIERVILLE POWER HOUSE | H0107 | HYDROELECTRIC | HYDRO |  | 260.3 | 243 | 1990-02-01 | CCWD | CALAVERAS | SAN ANDREAS | 209-754-3543 |  |  |  |  | CCWD | STEVE FELTE | 209-754-3543 | 423 EAST ST, CHARLES ST, SAN ANDREAS 95249
COMBIE NORTH | H0109 | HYDROELECTRIC | HYDRO |  | 0.33 | 0.3 | 1986-01-01 | PG&E | NEVADA | 13975 CAMINO DELEGO AUBURN 95603 | [5 empty] | NID | JAMES CHATIGNY | 916-273-6185 | PO BOX 1019, GRASS VALLEY 95945
COMBIE SOUTH #1-#3 | H0054 | HYDROELECTRIC | HYDRO |  | 1.5 | 1.5 | 1984-04-27 | PG&E | NEVADA | 13975 CAMINO DELEGO AUBURN 95603 | [5 empty] | NID | JAMES CHATIGNY | 916-273-6185 | PO BOX 1019, GRASS VALLEY 95945
CONTROL GORGE | H0110 | HYDROELECTRIC | HYDRO | RUN-OF-RIVER | 37.5 | 37.5 | 1952-04-01 | LADWP | INYO | OWENS RIVER, 14.3 MILES NORTH OF BISHOP BISHOP 93514 |  | LADWP | L.L. BRINK |  |  | LADWP | WILLIAM MCCARLEY | 213-481-4211 | 111 N. HOPE ST, LOS ANGELES CA 90051-0100
COPCO 1 #1-#2 | H0111 | HYDROELECTRIC | HYDRO | HYDRAULIC TURBINE - CONVENTIONAL | 23 | 20 | 1918-01-01 | PCORP | SISKIYOU | [6 empty] | PCORP | S.A. DE SOUSA | 503-464-5343 | 920 SOUTHWEST SIXTH AVE, PORTLAND, OR 97204
COPCO 2 #1-#2 | H0112 | HYDROELECTRIC | HYDRO | HYDRAULIC TURBINE - CONVENTIONAL | 29.6 | 27 | 1925-07-01 | PCORP | SISKIYOU | [6 empty] | PCORP | S.A. DE SOUSA | 503-464-5343 | 920 SOUTHWEST SIXTH AVE, PORTLAND, OR 97204
CORONA SMALL CONDUIT | H0114 | HYDROELECTRIC | HYDRO | HYDRAULIC TURBINE - PIPELINE | 3 | 2.9 | 1982-08-01 | SCE | RIVERSIDE | CORONA 91720 |  | METROPOLITAN WATER DISTRICT | R.H. GREEN |  | PO BOX 54153 - TERMINAL ANNEX, LOS ANGELES 90054 | METROPOLITAN WATER DISTRICT | GARY M. SNYDER | 213-250-6000 | PO BOX 54153 - TERMINAL ANNEX, LOS ANGELES 90054
COTTONWOOD #1-#2 | H0116 | HYDROELECTRIC | HYDRO | RUN-OF-RIVER | 2 | 1.4 | 1908-11-01 | LADWP | INYO | ON POWERHOUSE ROAD, 11.6 MILES SOUTH OF LONE PINE LONE PINE 93545 |  | LADWP | L.L. BRINK |  |  | LADWP | WILLIAM MCCARLEY | 213-481-4211 | 111 N. HOPE ST, LOS ANGELES CA 90051-0100
COTTONWOOD CANYON | H0117 | HYDROELECTRIC | HYDRO |  | 0.84 |  | 1983-09-01 | SCE | MONO | [6 empty] | E.S. CRUZ & W.L. BEAVER | WILLIAM BEAVER | 619-933-2222 | ROUTE 4, BOX 15, BISHOP 93514
COW CREEK #1-#2 | H0118 | HYDROELECTRIC | HYDRO |  | 1.8 | 1.4 | 1907-08-01 | PG&E | SHASTA | MILLVILLE 96062 | [5 empty] | PG&E | T. MORFORD | 415-973-7000 | 245 MARKET ST, SAN FRANCISCO 94177, NIIC
COYOTE CREEK | H0119 | HYDROELECTRIC | HYDRO | HYDRAULIC TURBINE - PIPELINE | 3 | 3.1 | 1984-08-01 | SCE | ORANGE | ADDRESS CONFIDENTIAL LA HABRA 90631 |  | METROPOLITAN WATER DISTRICT | E.A. RIGDON |  | PO BOX 54153 - TERMINAL ANNEX, LOS ANGELES 90054 | METROPOLITAN WATER DISTRICT | EVAN L. GRIFFITH | 213-626-4282 | PO BOX 54153 - TERMINAL ANNEX, LOS ANGELES 90054
CPUD PIPELINE 1 | H0069 | HYDROELECTRIC | HYDRO |  | 0.102 |  | 1984-04-01 | PG&E | CALAVERAS | [6 empty] | CALAVERAS PUD | SALLY LEWIS | 209-754-3281 | PO BOX 666, SAN ANDREAS 95249
CPUD PIPELINE 2 | H0070 | HYDROELECTRIC | HYDRO |  | 0.102 |  | 1984-04-01 | PG&E | CALAVERAS | [6 empty] | CALAVERAS PUD | SALLY LEWIS | 209-754-3281 | PO BOX 666, SAN ANDREAS 95249
CRANE VALLEY | H0120 | HYDROELECTRIC | HYDRO |  | 0.9 | 1 | 1919-07-01 | PG&E | MADERA | WISHON 93669 | [5 empty] | PG&E | T. MORFORD | 415-973-7000 | 245 MARKET ST, SAN FRANCISCO 94177, NIIC
CRESTA #1-#2 | H0121 | HYDROELECTRIC | HYDRO |  | 69.75 | 73.8 | 1949-11-01 | PG&E | PLUMAS | STORRIE 95980 | [5 empty] | PG&E | T. MORFORD | 415-973-7000 | 245 MARKET ST, SAN FRANCISCO 94177, NIIC
DANIEL M. BATES (DEER CREEK) | H0127 | HYDROELECTRIC | HYDRO | RUN-OF-RIVER | 0.35 |  | 1989-11-22 | SCE | TULARE | HOT SPRINGS 93207 |  |  | CONFIDENTIAL | CONFIDENTIAL | CONFIDENTIAL | DANIEL M.BATES | DANIAL M. BATES | 805-548-6210 | ROUTE 4, PO BOX 214, PORTERVILLE 93257
DAVID O. HARDE | H0128 | HYDROELECTRIC | HYDRO |  | 0.1 |  | 1992-11-18 | PG&E | EL DORADO | SOMERSET | [5 empty] | DAVID D. HARDE | DAVID O HARDE | 916-622-5629 | 6540 PERRY CREEK RD, SOMERSET 95684
DE SABLA | H0130 | HYDROELECTRIC | HYDRO |  | 18.5 | 18.5 | 1962-12-01 | PG&E | BUTTE | ACCESS ROAD MAGALIA 95954 | [5 empty] | PG&E | T. MORFORD | 415-973-7000 | 245 MARKET ST, SAN FRANCISCO 94177, NIIC
DEADWOOD CREEK | H0362 | HYDROELECTRIC | HYDRO |  | 2 | 2 | 1993-01-01 | PG&E | YUBA | CHALLENGE | [5 empty] | YCWA | DONN WILSON | 916-741-6278 | 1402 D ST, MARYSVILLE 95901
DEEP SPRINGS COLLEGE | H0132 | HYDROELECTRIC | HYDRO | RUN-OF-RIVER | 0.1 |  | 1988-11-22 | SCE | INYO | 350 LAGOON STREET DEEP SPRINGS 93514 |  | DEEP SPRINGS COLLEGE | CONFIDENTIAL | CONFIDENTIAL | CONFIDENTIAL | DEEP SPRINGS COLLEGE |  | 619-872-2000 | DEEP SPRINGS COLLEGE, VIA DYER 89010
DEER CREEK | H0133 | HYDROELECTRIC | HYDRO |  | 5.7 | 5.5 | 1908-05-01 | PG&E | NEVADA | NEVADA CITY 95959 | [5 empty] | PG&E | T. MORFORD | 415-973-7000 | 245 MARKET ST, SAN FRANCISCO 94177, NIIC
DESERT POWER COMPANY | H0134 | HYDROELECTRIC | HYDRO | RUN-OF-RIVER | 0.948 |  | 1983-07-01 | SCE | INYO | ADDRESS CONFIDENTIAL BISHOP 93514 |  | DESERT POWER CO. | CONFIDENTIAL | CONFIDENTIAL | CONFIDENTIAL | DESERT POWER CO. | CONFIDENTIAL | CONFIDENTIAL | CONFIDENTIAL
DEVIL CANYON #1-#4 | H0137 | HYDROELECTRIC | HYDRO | HYDRAULIC TURBINE - CONVENTIONAL | 120 | 280 | 1972-12-01 | SCE | SAN BERNARDINO | 6900 DEVIL CANYON ROAD SAN BERNARDINO 92407 |  | CDWR | L. LONG |  | 6900 DEVIL CANYON ROAD, SAN BERNARDINO CA 92407 | CDWR | JAMES SNOW | 916-324-6164 | 1416 9TH ST, BOX 942836, SACRAMENTO CA 94236-0001
DION R. HOLM #1-#2 | H0141 | HYDROELECTRIC | HYDRO |  | 156.8 | 165 | 1960-01-01 | PG&E | TUOLUMNE | GROVELAND 95321 | [5 empty] | HETCH HETCHY WATER & POWER (CCSF) | LAWRENCE T. KLEIN | 415-554-0725 | 1155 MARKET ST, SAN FRANCISCO 94103
DIVISION CREEK | H0142 | HYDROELECTRIC | HYDRO | RUN-OF-RIVER | 0.6 | 0.6 | 1909-03-01 | LADWP | INYO | 12 MILES NORTH OF INDEPENDENCE ON DIVISION CREEK INDEPENDENCE 93526 |  | LADWP | L.L. BRINK |  |  | LADWP | WILLIAM MCCARLEY | 213-481-4211 | 111 N. HOPE ST, LOS ANGELES CA 90051-0100
DOMINGUEZ GAP BARRIER | H0242 | HYDROELECTRIC | HYDRO | P.R. STATION | 0.275 |  | 1986-12-30 | SCE | LOS ANGELES | 218 PLACE AND ALAMEDA STREET DOMINGUEZ 90747 |  | CAPITAL ENERGY COMPANY | CONFIDENTIAL | CONFIDENTIAL | CONFIDENTIAL | G SQUARED ENERGY | GENE SULLIVAN | 714-771-5980
DON PEDRO #1-#4 | H0144 | HYDROELECTRIC | HYDRO |  | 165 | 180 | 1971-01-01 | PG&E | TUOLUMNE | 21 BONDS FLAT RD LA GRANGE 95329 | 209-852-2339 | MID | F. ANDERSON | 209-852-2339 | 21 BONDS FLAT RD, LA GRANGE CA 95329 | TID(68.46%), MID(31.54%) | TID: ERNEST GEDDES | 209-883-8211 | TID: 333 EAST CANAL DRIVE, PO BOX 949, TURLOCK 95380
DONNELLS | H0145 | HYDROELECTRIC | HYDRO |  | 67.5 | 54 | 1957-06-01 | PG&E | TUOLUMNE | E. END OF BEARDSLEY BEARDSLEY | [5 empty] | O&SSJID | DON THOMPSON | 209-965-3996 | STAR ROUTE, BOX 1303, SONORA 95370
DOUBLE WEIR #1-#2 | H0146 | HYDROELECTRIC | HYDRO |  | 0.6 | 0.6 | 1961-08-01 | IID | IMPERIAL | CALEXICO 92251 |  | IID | R.A. MCCULLOUGH | 619-333-9477 | 333 E BARIONI BLVD, BOX 937, IMPERIAL 92251 | IID | R.A. MCCULLOUGH | 619-333-9477 | 333 E BARIONI BLVD, BOX 937, IMPERIAL 92251
DROP 1 #1-#3 | H0148 | HYDROELECTRIC | HYDRO |  | 5 | 6 | 1984-10-01 | IID | IMPERIAL | WINTERHAVEN 92283 |  | IID | J. STEFFEN | 619-339-9477 | 333 E BARIONI BLVD, BOX 937, IMPERIAL 92251 | IID | R.A. MCCULLOUGH | 619-339-9477 | 333 E BARIONI BLVD, BOX 937, IMPERIAL 92251
DROP 2 #1-#2 | H0149 | HYDROELECTRIC | HYDRO | HYDRAULIC TURBINE - CONVENTIONAL | 9 | 10 | 1953-12-01 | IID | IMPERIAL | HOLTVILLE 92250 |  | IID | J. STEFFEN | 619-339-9477 | 333 E BARIONI BLVD, BOX 937, IMPERIAL 92251 | IID | R.A. MCCULLOUGH | 619-339-9477 | 333 E BARIONI BLVD, BOX 937, IMPERIAL 92251
DROP 3 #1-#2 | H0150 | HYDROELECTRIC | HYDRO | HYDRAULIC TURBINE - CONVENTIONAL | 8 | 8.8 | 1941-02-01 | IID | IMPERIAL | HOLTVILLE 92250 |  | IID | J. STEFFEN | 619-339-9477 | 333 E BARIONI BLVD, BOX 937, IMPERIAL 92251 | IID | R.A. MCCULLOUGH | 619-339-9477 | 333 E BARIONI BLVD, BOX 937, IMPERIAL 92251
DROP 4 #1-#2 | H0151 | HYDROELECTRIC | HYDRO | HYDRAULIC TURBINE - CONVENTIONAL | 16 | 19.6 | 1941-02-01 | IID | IMPERIAL | HOLTVILLE 92250 |  | IID | J. STEFFEN | 619-339-9477 | 333 E BARIONI BLVD, BOX 937, IMPERIAL 92251 | IID | R.A. MCCULLOUGH | 619-339-9477 | 333 E BARIONI BLVD, BOX 937, IMPERIAL 92251
DROP 5 #1-#2 | H0152 | HYDROELECTRIC | HYDRO | HYDRAULIC TURBINE - CONVENTIONAL | 3 | 4 | 1982-03-01 | IID | IMPERIAL | CALEXICO 92231 |  | IID | J. STEFFEN | 619-339-9477 | 333 E BARIONI BLVD, BOX 937, IMPERIAL 92251 | IID | R.A. MCCULLOUGH | 619-339-9477 | 333 E BARIONI BLVD, BOX 937, IMPERIAL 92251
DROP NO 1 | H0147 | HYDROELECTRIC | HYDRO |  | 3.261 |  | 1980-07-01 | TID | STANISLAUS | [6 empty] | TID | ERNEST GEDDES | 209-883-8211 | 333 EAST CANAL DR, PO BOX 949, TURLOCK CA 95380
DROP NO 9 | H0153 | HYDROELECTRIC | HYDRO |  | 1.07 |  | 1981-12-01 | TID | STANISLAUS | [6 empty] | TID | ERNEST GEDDES | 209-883-8211 | 333 EAST CANAL DR, PO BOX 949, TURLOCK CA 95380
DRUM 1 #1-#4 | H0154 | HYDROELECTRIC | HYDRO |  | 54 | 49.2 | 1913-11-01 | PG&E | PLACER | ALTA 95701 | 916-389-2551 |  |  |  |  | PG&E | T. MORFORD | 415-973-7000 | 245 MARKET ST, SAN FRANCISCO 94177, NIIC
DRUM 2 | H0155 | HYDROELECTRIC | HYDRO |  | 49.5 | 53.1 | 1966-12-01 | PG&E | PLACER | ALTA 95701 | 916-389-2551 |  |  |  |  | PG&E | T. MORFORD | 415-973-7000 | 245 MARKET ST, SAN FRANCISCO 94177, NIIC
DUTCH FLAT 1 | H0156 | HYDROELECTRIC | HYDRO |  | 22 | 22 | 1943-03-01 | PG&E | PLACER | DUTCH FLAT 95714 | [5 empty] | PG&E | T. MORFORD | 415-973-7000 | 245 MARKET ST, SAN FRANCISCO 94177, NIIC
DUTCH FLAT 2 | H0157 | HYDROELECTRIC | HYDRO |  | 26 | 27.3 | 1965-11-01 | PG&E | NEVADA | DUTCH FLAT | [5 empty] | NID | JAMES CHATIGNY | 916-273-6185 | PO BOX 1019, GRASS VALLEY 95945
EAGLE HYDRO | H0086 | HYDROELECTRIC | HYDRO |  | 0.48 |  | 1985-12-23 | PG&E | EL DORADO | GEORGETOWN | [5 empty] | EAGLE HYDRO PTNSP | M. GARRETT III | 415-697-5811 | 111 ROLLINS ROAD, MILLBRAE 94030
EAST HIGHLINE | H0160 | HYDROELECTRIC | HYDRO |  | 1.1 | 2.4 | 1984-09-01 | IID | IMPERIAL | CALEXICO 92251 |  | IID | J. STEFFEN | 619-339-9477 | 333 E BARIONI BLVD, BOX 937, IMPERIAL 92251 | IID | R.A. MCCULLOUGH | 619-339-9477 | 333 E BARIONI BLVD, BOX 937, IMPERIAL 92251
ELECTRA #1-#3 | H0171 | HYDROELECTRIC | HYDRO |  | 92 | 89.1 | 1948-06-01 | PG&E | AMADOR | JACKSON 95642 | [5 empty] | PG&E | T. MORFORD | 415-673-4603 | 245 MARKET ST, SAN FRANCISCO 94177, NIIC
ENERGY GROWTH PARTNERS I | H0192 | HYDROELECTRIC | HYDRO |  | 10.8 |  | 1992-03-16 | PG&E | BUTTE | DESABLE POWERHOUSE ACCESS ROAD MAGALIA 95954 | [5 empty] | ENERGY GROWTH GROUP | P. HOOVER | 301-730-7930 | 8800 COLUMBIA 100 PARKWAY, COLUMBIA MD 21045
ETIWANDA | H0174 | HYDROELECTRIC | HYDRO | HYDRAULIC TURBINE - PIPELINE | 23.9 | 23.9 | 1993-12-01 | MWD | SAN BERNARDINO | RANCHO CUCAMONGA 91730 |  | METROPOLITAN WATER DISTRICT | C. BORONKAY | 213-250-6673 | 1111 SUNSET BLVD, BOX 54153, TERMINAL ANNEX, LA CA 90054 | HOUSTON INDUSTRIES
FALL CREEK #1-#3 | H0177 | HYDROELECTRIC | HYDRO | HYDRAULIC TURBINE - CONVENTIONAL | 2.3 | 2.3 | 1903-09-01 | PCORP | SISKIYOU | [6 empty] | PCORP | S.A. DE SOUSA | 503-464-5343 | 920 SOUTHWEST SIXTH AVE, PORTLAND, OR 97204
FARAD #1-#2 | H0178 | HYDROELECTRIC | HYDRO | HYDRAULIC TURBINE - CONVENTIONAL | 2.6 | 2.8 | 1933-01-01 | SPPC | NEVADA | OFF I-80 ON TRUCKEE RIVER, 18 MI SW OF RENO TRUCKEE |  | SPPC |  | 702-689-4011 | 6100 NEIL RD, PO BOX 10100, RENO NV 89520-0400 | SPPC | MIKE PORTER | 702-689-4011 | 6100 NEIL RD, PO BOX 10100, RENO NV 89520-0400
FISH POWER | H0053 | HYDROELECTRIC | HYDRO |  | 0.15 | 0.15 | 1986-08-01 | PG&E | YUBA | MARYSVILLE | [5 empty] | YCWA | DONN WILSON | 916-741-6278 | 1402 D ST, MARYSVILLE 95901
FISH RELEASE | H0196 | HYDROELECTRIC | HYDRO |  | 0.45 |  | 1990-08-23 | PG&E | MADERA | FRESNO | [5 empty] | ORANGE COVE IRRIGATION DISTRICT | JAMES CHANDLER | 209-626-4461 | 1130 PARK BLVD, PO BOX 308, ORANGE COVE 93646
FIVE BEARS HYDROELECTRIC | H0183 | HYDROELECTRIC | HYDRO |  | 0.99 |  | 1989-04-27 | PG&E | PLUMAS | TAYLORSVILLE | [5 empty] | FIVE BEARS HYDRO INC | ROBERT TRIEBERG | 916-477-8437 | 350 CROWN POINT CIRCLE #200, GRASS VALLEY 95945
FLEISH HYDRO | H0184 | HYDROELECTRIC | HYDRO |  | 2.25 | 2 | 1905-01-01 | SPPC | SIERRA | LOCATED OFF I-80 ON TRUCKEE RIVER, 18 MI SW OF RENO TRUCKEE |  | SPPC |  | 702-689-4011 | 6100 NEIL RD, PO BOX 10100, RENO NV 89520-0400 | SPPC | MIKE PORTER | 702-689-4011 | 6100 NEIL RD, PO BOX 10100, RENO NV 89520-0400
FOLSOM DAM #1-#3 | H0186 | HYDROELECTRIC | HYDRO |  | 215.07 | 198.72 | 1955-02-01 | PG&E | SACRAMENTO | FOLSOM |  | USBR | J.N. MOORE |  | MID-PACIFIC REGL, 2800 COTTAGE WY, SACRAMENTO CA95825 | USBR | R.K. PATTERSON | 916-979-2309 | MID-PACIFIC REGL, 2800 COTTAGE WY, SACRAMENTO CA95825
FONTANA #1-#2 | H0187 | HYDROELECTRIC | HYDRO |  | 1.9 | 2 | 1917-12-01 | SCE | SAN BERNARDINO | RIALTO 92376 |  | SCE | J. HAIR |  |  | SCE | THOMAS PAGE | 818-302-1212 | PO BOX 800 ROSEMEAD CA 91770
FOOTHILL | H0189 | HYDROELECTRIC | HYDRO | RUN-OF-RIVER | 10 | 11 | 1971-10-06 | LADWP | LOS ANGELES | 14351 SAN FERNANDO ROAD SYLMAR 91342 |  | LADWP | R.E. BRUCE | 805-294-3221 | 1416 9TH ST, PO BOX 388, SACRAMENTO 95802 | LADWP | WILLIAM MCCARLEY | 213-481-4211 | 111 N. HOPE ST, LOS ANGELES CA 90051-0100
FOOTHILL FEEDER #1-#2 | H0188 | HYDROELECTRIC | HYDRO | HYDRAULIC TURBINE - PIPELINE | 9.1 | 9 | 1981-04-01 | SCE | LOS ANGELES | LOS ANGELES 91310 |  | METROPOLITAN WATER DISTRICT | E. CULVER |  | PO BOX 54153 - TERMINAL ANNEX, LOS ANGELES 90054 | METROPOLITAN WATER DISTRICT | GARY M. SNYDER | 213-964-6551 | PO BOX 54153 - TERMINAL ANNEX, LOS ANGELES 90054
FORBESTOWN | H0191 | HYDROELECTRIC | HYDRO |  | 27 | 29 | 1962-01-01 | PG&E | BUTTE | OROVILLE |  | OWID | ROBERT WARKA |  | PO BOX 581, OROVILLE CA 95965 | OWID | MICHAEL GLAZE | 916-533-4578 | 2310 ORO QUINCY HWY, PO BOX 581, OROVILLE 95965
FRANKENHEIMER | H0488 | HYDROELECTRIC | HYDRO |  | 5.035 | 5.035 | 1983-02-12 | PG&E | STANISLAUS | OAKDALE 95361 | 209-883-8300 | SOUTH SAN JOAQUIN IRRIGATION DISTRICT |  | 209-823-3101 | 11011 EAST HIGHWAY 120, MANTECA CA 95336 | SSJID | JAY ANDERSON | 209-722-5761 | 11011 EAST HWY 120, MANTECA 95336
FRANKLIN | H0193 | HYDROELECTRIC | HYDRO | RUN-OF-RIVER | 2 | 2 | 1921-06-03 | LADWP | LOS ANGELES | 1298 N BEVERLY DRIVE BEVERLY HILLS 90210 |  | LADWP | R.E. BRUCE | 805-294-3221 | 1416 9TH ST, PO BOX 388, SACRAMENTO 95802 | LADWP | WILLIAM MCCARLEY | 213-481-4211 | 111 N. HOPE ST, LOS ANGELES CA 90051-0100
FRENCH MEADOWS | H0195 | HYDROELECTRIC | HYDRO |  | 17 | 15.3 | 1966-10-01 | PG&E | PLACER |  |  | PCWA | STEVE JONES | 916-367-2291 | SOAP & PARRISON STS, BOX 667, FORESTHILL, 95631 | PCWA | STEVE JONES | 916-367-2291 | PO BOX 667 FORESTHILL CA 95631
FRIANT DAM | H0198 | HYDROELECTRIC | HYDRO |  | 25 | 25 | 1985-04-16 | PG&E | MADERA | FRIANT |  | FRIANT POWER AUTHORITY |  | 805-328-6000
FULLERTON HYDRO PARTNERS | H0199 | HYDROELECTRIC | HYDRO | P.R. STATION | 0.4 |  | 1986-12-20 | SCE | ORANGE | ADDRESS CONFIDENTIAL LA HABRA 90631 |  | FULLERTON HYDRO PARTNERS | CONFIDENTIAL | CONFIDENTIAL | CONFIDENTIAL | FULLERTON HYDRO PNRS |  | 714-893-0017 | 5242 BOLSA AVE, STE 3, HUNTINGTON BEACH 92647
G SQUARED ENERGY (ALAMITOS BARRIER) | H0200 | HYDROELECTRIC | HYDRO | P.R. STATION | 0.25 |  | 1986-12-23 | SCE | LOS ANGELES | ADDRESS CONFIDENTIAL LONG BEACH 90809 |  | G SQUARED ENERGY NO. 2 | CONFIDENTIAL | CONFIDENTIAL | CONFIDENTIAL | G SQUARED ENGY NO. 2 |  | 818-458-4000 | PO BOX 1460, ALHAMBRA 91802
GEORGETOWN DIVIDE CONDUIT | H0204 | HYDROELECTRIC | HYDRO |  | 0.925 |  | 1982-05-01 | PG&E | EL DORADO | [6 empty] | GEORGETOWN DIVIDE PUD | C.F. GIERAU | 916-333-4356 | PO BOX 4240, GEORGETOWN 95634
GOLETA WATER DISTRICT | H0207 | HYDROELECTRIC | HYDRO | P.R. STATION | 0.145 |  | 1986-05-01 | SCE | SANTA BARBARA | 6500 CATHEDRAL OAKS GOLETA 93116 |  | GOLETA WATER DISTRICT | CONFIDENTIAL | CONFIDENTIAL | CONFIDENTIAL | GOLETA WATER DIST. | CONFIDENTIAL | CONFIDENTIAL | CONFIDENTIAL
GRAEAGLE | H0209 | HYDROELECTRIC | HYDRO |  | 0.36 |  | 1981-12-01 | PG&E | PLUMAS | [6 empty] | HESI | MARK HENWOOD | 916-447-3497 | 2710 GATEWAY OAKS DR, SUITE 300 NORTH, SACRAMENO, CA 95833
GREG AVENUE | H0211 | HYDROELECTRIC | HYDRO | HYDRAULIC TURBINE - PIPELINE | 1 | 1 | 1980-01-01 | BURBANK | LOS ANGELES | BURBANK 91352 |  | METROPOLITAN WATER DISTRICT | E. CULVER |  | PO BOX 54153 - TERMINAL ANNEX, LOS ANGELES 90054 | METROPOLITAN WATER DISTRICT | GARY M. SNYDER | 213-964-6551 | PO BOX 54153 - TERMINAL ANNEX, LOS ANGELES 90054
GRIZZLY | H0213 | HYDROELECTRIC | HYDRO |  | 23.5 | 22 | 1993-11-01 | PG&E | PLUMAS | QUINCY | [5 empty] | CSC | PAUL E. WILSON | 408-984-3161 | 1500 WARBURTON AVE, SANTA CLARA CA 95050
HAAS #1-#2 | H0215 | HYDROELECTRIC | HYDRO |  | 144 | 135 | 1958-12-01 | PG&E | FRESNO | FRESNO | [5 empty] | PG&E | T. MORFORD | 415-973-7000 | 245 MARKET ST, SAN FRANCISCO 94177, NIIC
HAIWEE #1-#2 | H0216 | HYDROELECTRIC | HYDRO | RUN-OF-RIVER | 5.7 | 5.8 | 1927-07-01 | LADWP | INYO | SOUTH HAIWEE RD, 13.5 MILES SOUTH OF OLANCHA OLANCHA 93549 |  | LADWP | L.L. BRINK |  |  | LADWP | WILLIAM MCCARLEY | 213-481-4211 | 111 N. HOPE ST, LOS ANGELES CA 90051-0100
HALSEY | H0217 | HYDROELECTRIC | HYDRO |  | 11 | 13.6 | 1916-12-01 | PG&E | PLACER | AUBURN | [5 empty] | PG&E | T. MORFORD | 415-973-7000 | 245 MARKET ST, SAN FRANCISCO 94177, NIIC
HAMILTON BRANCH #1-#2 | H0218 | HYDROELECTRIC | HYDRO |  | 4.8 | 5.4 | 1921-08-01 | PG&E | PLUMAS | WESTWOOD 96137 | [5 empty] | PG&E | T. MORFORD | 415-973-7000 | 245 MARKET ST, SAN FRANCISCO 94177, NIIC
HAMMEKEN HYDRO | H0220 | HYDROELECTRIC | HYDRO |  | 0.33 |  | 1990-03-27 | PG&E | MENDOCINO | POTTER VALLEY | [5 empty] | W.H. HAMMEKEN | WALTER HAMMEKEN | 707-743-1666 | 14100 POWER HOUSE RD, PO BOX 100, POTTER VALLEY 95469
HAT CREEK 1 | H0221 | HYDROELECTRIC | HYDRO |  | 8.5 | 10 | 1921-08-01 | PG&E | SHASTA | CASSEL 96016 | [5 empty] | PG&E | T. MORFORD | 415-973-7000 | 245 MARKET ST, SAN FRANCISCO 94177, NIIC
HAT CREEK 2 | H0222 | HYDROELECTRIC | HYDRO |  | 8.5 | 10 | 1921-09-01 | PG&E | SHASTA | CASSEL 96016 | [5 empty] | PG&E | T. MORFORD | 415-973-7000 | 245 MARKET ST, SAN FRANCISCO 94177, NIIC
HAT CREEK HEREFORD RANCH | H0223 | HYDROELECTRIC | HYDRO |  | 0.1 |  | 1982-12-09 | PG&E | SHASTA | HAT CREEK | [5 empty] | ROBERT THOMPSON | R.I. THOMPSON | 916-335-7155 | 41295 OPDYKE LANE, HAT CREEK 96040
HATCHET CREEK | H0321 | HYDROELECTRIC | HYDRO |  | 7 | 7 | 1987-01-05 | PG&E | SHASTA | COVE ROAD MONTGOMERY CREEK 96065 | 916-938-2817 |  |  |  |  | MEGA RENEWABLES | GARY M. SNYDER | 213-250-6000 | 1666 E CYPRESS AVE, STE 4, REDDING 96002
HAYPRESS CREEK LOWER | H0226 | HYDROELECTRIC | HYDRO |  | 6.1 | 6.1 | 1989-04-11 | PG&E | SIERRA | SIERRA CITY |  | NORTHWEST POWER COMPANY |  |  | 4 EMBARCADERO CENTER, STE. 1980, SAN FRANCISCO CA 94111 | HAYPRESS HYDROELECTRIC INC | ROBERT TREIGERG | 916-477-8437 | 350 CROWN POINT CIRCLE, STE 200, NEVADA CITY 95945
HAYPRESS CREEK(MIDDLE) | H0227 | HYDROELECTRIC | HYDRO |  | 8.7 | 8.7 | 1989-04-15 | PG&E | SIERRA | SIERRA CITY |  | NORTHWEST POWER COMPANY |  |  | 4 EMBARCADERO CENTER, STE. 1980, SAN FRANCISCO CA 94111 | HAYPRESS HYDROELECTRIC INC | ROBERT TREIBERG | 916-477-8437 | 350 CROWN POINT CIRCLE, STE 200, NEVADA CITY 95945
HELL HOLE | H0228 | HYDROELECTRIC | HYDRO |  | 0.5 | 0.725 | 1983-07-15 | PG&E | PLACER | FORESTHILL | [5 empty] | PCWA | STEVE JONES | 916-367-2291 | PO BOX 667, FORESTHILL CA 95631
HENWOOD ASSOCIATES (MILLNER CREEK) | H0231 | HYDROELECTRIC | HYDRO | RUN-OF-RIVER | 0.29 |  | 1983-07-01 | SCE | MONO | BISHOP 93514 |  | HENWOOD ASSOCIATES | MARK HENWOOD | 916-447-3497 | 2555 THIRD ST, STE 110, SACRAMENTO CA 95818 | HESI | MARK HENWOOD | 916-447-3497 | 2710 GATEWAY OAKS DR, SUITE 300 NORTH, SACRAMENO, CA 95833
HENWOOD ASSOCIATES (SALMON CREEK) | H0429 | HYDROELECTRIC | HYDRO |  | 0.594 |  | 1984-11-28 | PG&E | SIERRA | SIERRA CITY | [5 empty] | HESI | MARK HENWOOD | 916-447-3497 | 2710 GATEWAY OAKS DR, SUITE 300 NORTH, SACRAMENO, CA 95833
HI HEAD HYDRO (PIUTE CREEK) | H0233 | HYDROELECTRIC | HYDRO | RUN-OF-RIVER | 0.35 |  | 1982-05-01 | SCE | MONO | BISHOP 93642 |  | HI HEAD HYDRO INC | CONFIDENTIAL | CONFIDENTIAL | CONFIDENTIAL | HI HEAD HYDRO INC | WILLIAM SYMONS JR. | 619-873-5619 | ROUTE 4, BOX 320, BISHOP 93514
HICKMAN #1-#2 | H0234 | HYDROELECTRIC | HYDRO |  | 1.1 | 2 | 1979-09-01 | TID | STANISLAUS | 779 MAIN CANAL HICKMAN 95323 |  | TID | D.L. FALK | 209-883-8300 | 333 E CANAL DR, BOX 949, TURLOCK CA 95381 | TID | J. POPE | 209-883-8300 | 333 EAST CANAL DR, PO BOX 949, TURLOCK CA 95380
HIGHLAND HYDRO CONSTRUCTORS (OAK RUN) | H0103 | HYDROELECTRIC | HYDRO |  | 0.2 |  | 1985-02-01 | PG&E | SHASTA | OAK RUN | [5 empty] | HIGHLAND HYDRO CONSTRUCTION | ROBERT LYLE | 916-222-1414 | 2576 HARTNELL AVE, REDDING 96002
HIGHLINE CANAL | H0235 | HYDROELECTRIC | HYDRO |  | 0.5 | 0.53 | 1989-03-01 | PG&E | GLENN | ORLAND | [5 empty] | CSC | PAUL E. WILSON | 408-948-3161 | 1500 WARBURTON AVE, SANTA CLARA CA 95050
HUMBOLDT BAY MWD (MATTHEWS DAM) | H0241 | HYDROELECTRIC | HYDRO |  | 1.3 | 1.3 | 1983-04-10 | PG&E | TRINITY | RUTH
INDIAN VALLEY HYDRO | H0243 | HYDROELECTRIC | HYDRO |  | 2.9 | 3.335 | 1983-09-15 | PG&E | LAKE | 4064 ACCESS ROAD CLEAR LAKE OAKS 95423 |  | INDIAN VALLEY HYDRO PARTNERS |  | 212-949-0040 | 245 PARK AVE, NEW YORK NY 10167 | YOLO COUNTY FC & WCD | JAMES EGAN | 916-662-0265 | ROUTE 1, BOX 1079M, WOODLAND 95695
INSKIP | H0244 | HYDROELECTRIC | HYDRO |  | 8 | 7.7 | 1979-10-01 | PG&E | TEHAMA | PAYNES CREEK 96075 | [5 empty] | PG&E | T. MORFORD | 415-973-7000 | 245 MARKET ST, SAN FRANCISCO 94177, NIIC
IRON GATE | H0245 | HYDROELECTRIC | HYDRO | HYDRAULIC TURBINE - CONVENTIONAL | 19.5 | 18 | 1962-02-01 | PCORP | SISKIYOU | [6 empty] | PCORP | S.A. DE SOUSA | 503-464-5343 | 920 SOUTHWEST SIXTH AVE, PORTLAND, OR 97204
IRVINE RANCH WATER DISTRICT | H0247 | HYDROELECTRIC | HYDRO | P.R. STATION | 0.187 |  | 1984-04-01 | SCE | ORANGE | ADDRESS CONFIDENTIAL IRVINE 92715 | 714-476-7590 | IRVINE RANCH WATER DISTRICT | CONFIDENTIAL | CONFIDENTIAL | CONFIDENTIAL | IRVINE RANCH WTR DIS | RONALD CRIM | 714-833-1223 | PO BOX 6025, IRVINE 92716
ISABELLA HYDRO | H0094 | HYDROELECTRIC | HYDRO | DAM/CONVENTIONAL | 11.95 | 11.95 | 1990-12-08 | SCE | KERN | HIGHWAY 155 LAKE ISABELLA 92340 |  | MAIN DAM CAMPGROUND | CONFIDENTIAL | CONFIDENTIAL | CONFIDENTIAL | MAIN DAM CAMPGROUND | CARL BERG | 408-725-0700 | 10050 BANDLEY DR, CUPERTINO 95014
JACKSON CREEK | H0249 | HYDROELECTRIC | HYDRO |  | 0.5 |  | 1983-03-01 | PG&E | AMADOR | IONE 12054 | [5 empty] | JACKSON VALLEY IRRIGATION DISTRICT | HENRY WILLY | 209-274-2037 | 5751 IONE-BUENA VISTA RD, IONE 95640
JAMES B. BLACK #1-#2 | H0250 | HYDROELECTRIC | HYDRO |  | 172 | 154.8 | 1965-12-01 | PG&E | SHASTA | MONTGOMERY CREEK 96065 | [5 empty] | PG&E | T. MORFORD | 415-973-7000 | 245 MARKET ST, SAN FRANCISCO 94177, NIIC
JAYBIRD #1-#2 | H0253 | HYDROELECTRIC | HYDRO |  | 152 | 154 | 1961-04-01 | SMUD | EL DORADO |  |  | SMUD | MERVYN YOUNG | 916-644-2013 | 6201 S ST, SACRAMENTO 95817, PO BOX 15830, 95852-1830 | SMUD | LARRY HUDDLE | 916-732-5843 | 6201 S ST, SACRAMENTO 95817, PO BOX 15830, 95852-1830
JOHN E. HOWARD (MONTECITO WATER DIST) | H0254 | HYDROELECTRIC | HYDRO | P.R. STATION | 0.13 |  | 1989-01-17 | SCE | SANTA BARBARA | MONTECITO 93108 |  | MONTECITO WATER DISTRICT | CONFIDENTIAL | CONFIDENTIAL | CONFIDENTIAL | MONTECITO WATER DIST | JOHN HOWARD | 805-642-7933 | 1559 SPINNAKER DR, STE 201, VENTURA 93004
JONES FORK | H0255 | HYDROELECTRIC | HYDRO |  | 10 | 11.5 | 1985-04-01 | SMUD | EL DORADO |  |  | SMUD | MERVYN YOUNG | 916-644-2013 | 6201 S ST, SACRAMENTO 95817, PO BOX 15830, 95852-1830 | SMUD | LARRY HUDDLE | 916-732-5843 | 6201 S ST, SACRAMENTO 95817, PO BOX 15830, 95852-1830
JUDGE FRANCIS CARR #1-#2 | H0257 | HYDROELECTRIC | HYDRO |  | 184 | 154.4 | 1963-02-01 | PG&E | SHASTA | FRENCH GULCH |  | USBR | J.N. MOORE |  | MID-PACIFIC REGL, 2800 COTTAGE WY, SACRAMENTO CA95825 | USBR | R.K PATTERSON | 916-979-2309 | MID-PACIFIC REGL, 2800 COTTAGE WY, SACRAMENTO CA95825
KAWEAH 1 | H0259 | HYDROELECTRIC | HYDRO |  | 2 | 2.3 | 1929-05-01 | SCE | TULARE | THREE RIVERS 93237 |  | SCE | D.D. MORGAN |  |  | SCE | C.E. MILLER | 818-302-1564 | 2244 WALNUT GROVE AVE, ROSEMEAD 91770
KAWEAH 2 | H0260 | HYDROELECTRIC | HYDRO |  | 2.1 | 1.8 | 1929-09-01 | SCE | TULARE | THREE RIVERS 93237 |  | SCE | D.D. MORGAN |  |  | SCE | C.E. MILLER | 818-302-1564 | 2244 WALNUT GROVE AVE, ROSEMEAD 91770
KAWEAH 3 #1-#2 | H0261 | HYDROELECTRIC | HYDRO |  | 4.5 | 4 | 1913-05-01 | SCE | TULARE | THREE RIVERS |  | SCE | D.D. MORGAN |  |  | SCE | C.E. MILLER | 818-302-1564 | 2244 WALNUT GROVE AVE, ROSEMEAD 91770
KAWEAH RIVER POWER AUTHORITY (TERMINUS) | H0262 | HYDROELECTRIC | HYDRO | DAM/CONVENTIONAL | 17 | 17 | 1990-01-01 | SCE | TULARE | TERMINUS DAM LEMONCOVE 93274 |  | KAWEAH RIVER POWER AUTHORITY | CONFIDENTIAL | CONFIDENTIAL | CONFIDENTIAL | KAWEAH RIVER POWER AUTHORITY | DAVID L. ZACK | 209-747-5604 | 29455 ROAD 164, PO BOX 1247, FARMERSVILLE 93279
KELLY RIDGE | H0263 | HYDROELECTRIC | HYDRO |  | 9 | 10 | 1963-01-01 | PG&E | BUTTE |  |  | OWID | ROBERT WARKA |  | PO BOX 581, OROVILLE CA 95965 | OWID | MICHAEL GLAZE | 916-533-4578 | 2310 ORO QUINCY HWY, PO BOX 581, OROVILLE 95965
KERCKHOFF 1 #1-#3 | H0265 | HYDROELECTRIC | HYDRO |  | 38 | 34.2 | 1920-08-01 | PG&E | FRESNO | AUBERRY 93602 | [5 empty] | PG&E | T. MORFORD | 415-973-7000 | 245 MARKET ST, SAN FRANCISCO 94177, NIIC
KERCKHOFF 2 | H0266 | HYDROELECTRIC | HYDRO |  | 155 | 139.5 | 1983-05-01 | PG&E | FRESNO | AUBERRY 93602 | [5 empty] | PG&E | T. MORFORD | 415-973-7000 | 201 MISSION ST, RM P-1012
KERN CANYON | H0267 | HYDROELECTRIC | HYDRO |  | 11.5 | 9.5 | 1921-08-01 | PG&E | KERN | BAKERSFIELD | [5 empty] | PG&E | T. MORFORD | 415-973-7000 | 245 MARKET ST, SAN FRANCISCO 94177, NIIC
KERN HYDRO (OLCESE) | H0367 | HYDROELECTRIC | HYDRO |  | 16 | 16 | 1989-05-18 | PG&E | KERN | 16500 ROUTE 178 BAKERSFIELD 93302 |  | OLCESE WATER DISTRICT |  | 805-323-2991 | PO BOX 651, BAKERSFIELD CA 93301 | OLCESE WATER DISTRICT | ED HUDSON | 916-221-1423 | 1666 EAST CYPRESS AVE, STE 4, REDDING 96002
KERN RIVER 1 #1-#4 | H0268 | HYDROELECTRIC | HYDRO |  | 24.8 | 24.8 | 1907-05-01 | SCE | KERN | BAKERSFIELD | 619-376-6307 | SCE | D.F. ANDERS |  |  | SCE | C.E. MILLER | 818-302-1564 | 2244 WALNUT GROVE AVE, ROSEMEAD 91770
KERN RIVER 3 #1-#2 | H0269 | HYDROELECTRIC | HYDRO |  | 36.8 | 41 | 1921-03-01 | SCE | KERN | KERNVILLE 93238 | 619-376-6307 | SCE | D.F. ANDERS |  |  | SCE | C.E. MILLER | 818-302-1564 | 2244 WALNUT GROVE AVE, ROSEMEAD 91770
KESWICK #1-#3 | H0270 | HYDROELECTRIC | HYDRO |  | 117 | 117 | 1949-01-01 | PG&E | SHASTA | REDDING |  | USBR | J.N. MOORE |  | MID-PACIFIC REGL, 2800 COTTAGE WY, SACRAMENTO CA95825 | USBR | R.K. PATTERSON | 916-979-2309 | MID-PACIFIC REGL, 2800 COTTAGE WY, SACRAMENTO CA95825
KILARC #1-#2 | H0271 | HYDROELECTRIC | HYDRO |  | 3.2 | 3 | 1903-10-01 | PG&E | SHASTA | WHITMORE 96096 | [5 empty] | PG&E | T. MORFORD | 415-973-7000 | 245 MARKET ST, SAN FRANCISCO 94177, NIIC
KINGS RIVER | H0272 | HYDROELECTRIC | HYDRO |  | 52 | 48.6 | 1962-03-01 | PG&E | FRESNO | FRESNO | [5 empty] | PG&E | T. MORFORD | 415-973-7000 | 245 MARKET ST, SAN FRANCISCO 94177, NIIC
KINGS RIVER SIPHON | H0273 | HYDROELECTRIC | HYDRO |  | 1 | 1 | 1990-08-19 | PG&E | FRESNO | FRESNO | [5 empty] | ORANGE COVE IRRIGATION DISTRICT | JAMES CHANDLER | 209-626-4461 | 1130 PARK BLVD, PO BOX 308, ORANGE COVE 93646
KIRKWOOD #1-#3 | H0274 | HYDROELECTRIC | HYDRO |  | 121.9 | 127 | 1967-01-01 | PG&E | TUOLUMNE | GROVELAND 95321 | [5 empty] | HETCH HETCHY WATER & POWER (CCSF) | LAWRENCE T. KLEIN | 415-554-0725 | 1155 MARKET ST. SAN FRANCISCO CA 94103
L.J. STEPHENSON (MIDDLE FORK) #1-#2 | H0275 | HYDROELECTRIC | HYDRO |  | 132 | 109.8 | 1966-10-01 | PG&E | PLACER | [6 empty] | PCWA | STEPHEN JONES | 916-367-2291 | PO BOX 667, FORESTHILL CA 95631
LA GRANGE #1-#2 | H0276 | HYDROELECTRIC | HYDRO |  | 4.5 | 4.6 | 1991-01-01 | TID | STANISLAUS | 1249 LA GRANGE DAM ROAD LA GRANGE 95329 |  | TID | D.L. FALK | 209-883-8300 | 333 E CANAL DR, BOX 949, TURLOCK CA 95381 | TID | P. ELIAS | 209-883-8300 | 333 EAST CANAL DR, PO BOX 949, TURLOCK CA 95380
LAKE HEMET MWD (NORTH FORK) | H0281 | HYDROELECTRIC | HYDRO | P.R. STATION | 0.65 |  | 1984-06-21 | SCE | RIVERSIDE | ADDRESS CONFIDENTIAL HEMET 92344 |  | LAKE HEMET MWD | CONFIDENTIAL | CONFIDENTIAL | CONFIDENTIAL | LAKE HEMET MWD | LEONARD HALE | 714-658-3241 | 2480 EAST FLORIDA AVE, HEMET 92544
LAKE MATHEWS | H0282 | HYDROELECTRIC | HYDRO | HYDRAULIC TURBINE - PIPELINE | 4.9 | 4.9 | 1980-07-01 | MWD | RIVERSIDE | 18250 LA SIERRA AVENUE RIVERSIDE 92503 | 714-688-5672 | METROPOLITAN WATER DISTRICT | R.H. GREEN | 714-688-5672 | 18250 LA SIERRA AVE, RIVERSIDE CA 92503 | METROPOLITAN WATER DISTRICT | GARY M. SNYDER | 213-964-6551 | PO BOX 54153 - TERMINAL ANNEX, LOS ANGELES 90054
LAKE MENDOCINO #1-#2 | H0283 | HYDROELECTRIC | HYDRO | HYDRAULIC TURBINE - CONVENTIONAL | 3.5 | 3.5 | 1987-03-01 | UKIAH | MENDOCINO | 3000 LAKE MENDOCINO DR UKIAH 94582 |  | CITY OF UKIAH | DARRYL BARNES | 707-463-6295 | 300 SEMINARY AVE, UKIAH CA 95482-5400 | CITY OF UKIAH | DARRYL BARNES | 707-463-6295 | 300 SEMINARY AVE, UKIAH CA 95482-5400
LAKE SISKIYOU | H0284 | HYDROELECTRIC | HYDRO |  | 5 |  | 1986-11-01 | PCORP | SISKIYOU | SISKIYOU |  | MERCED COMPANIES |  | 518-434-1311 |  | SYNERGICS INC. | GEORGE GARDNER | 410-268-8820 | 191 MAIN ST, ANNAPOLIS, MD 21401
LASSEN STATION HYDRO (CAMP CREEK) | H0292 | HYDROELECTRIC | HYDRO |  | 0.99 |  | 1986-05-22 | PG&E | BUTTE | PULGA | [5 empty] | LASSEN STATION HYDROELECTRIC LP | DELL E. KEEHN | 206-453-0500 | 11225 SE 6TH ST, STE 100, BELLEVUE, WA 98004
LEWISTON | H0286 | HYDROELECTRIC | HYDRO |  | 0.438 | 0.35 | 1964-01-01 | PG&E | TRINITY | LEWISTON |  | USBR | J.N. MOORE |  | MID-PACIFIC REGL, 2800 COTTAGE WY, SACRAMENTO CA95825 | USBR | R.K. PATTERSON | 916-979-2309 | MID-PACIFIC REGL, 2800 COTTAGE WY, SACRAMENTO CA95825
LIME SADDLE #1-#2 | H0287 | HYDROELECTRIC | HYDRO |  | 2 | 2 | 1906-08-01 | PG&E | BUTTE | OROVILLE 95965 | [5 empty] | PG&E | T. MORFORD | 415-973-7000 | 245 MARKET ST, SAN FRANCISCO 94177, NIIC
LOON LAKE | H0289 | HYDROELECTRIC | HYDRO |  | 78 | 82 | 1971-09-01 | SMUD | EL DORADO |  |  | SMUD | MERVYN YOUNG | 916-644-2013 | 6201 S ST, SACRAMENTO CA 95817-2899 | SMUD | LARRY HUDDLE | 916-732-5843 | 6201 S ST, SACRAMENTO 95817, PO BOX 15830, 95852-1830
LOPEZ WWTP | H0290 | HYDROELECTRIC | HYDRO |  | 0.12 |  | 1984-05-01 | PG&E | SAN LUIS OBISPO | [6 empty] | SAN LUIS OBISPO CO FC & WCD | CLINTON MILNE | 805-781-5252 | COUNTY GOVERNMENT CENTER, SAN LUIS OBISPO 93408
LOS ANGELES COUNTY FLOOD CONTROL DISTRICT | H0291 | HYDROELECTRIC | HYDRO | P.R. STATION | 0.93 |  | 1985-12-31 | SCE | LOS ANGELES | ADDRESS CONFIDENTIAL EL SEGUNDO 90245 |  | BASIN BARRIER HYDRO ELECTRIC | CONFIDENTIAL | CONFIDENTIAL | CONFIDENTIAL | WEATHERLY PRIVATE CA | DELL E. KEEHN | 206-453-0500 | 10900 N.E. FOURTH ST, BELLEVUE WA 98004
LOWER TULE #1-#2 | H0525 | HYDROELECTRIC | HYDRO |  | 2.6 | 2 | 1909-09-01 | SCE | TULARE | SPRINGVILLE 93265 |  | SCE | D.D. MORGAN |  |  | SCE | E. MILLER | 818-302-1212 | PO BOX 800 ROSEMEAD CA 91770
LOWER TULE RIVER ID (LAKE SUCCESS) | H0293 | HYDROELECTRIC | HYDRO | DAM/CONVENTIONAL | 1.5 |  | 1989-12-03 | SCE | TULARE | LAKE SUCCESS 93257 |  | LOWER TULE RIVER IRRIGATION DISTRICT | CONFIDENTIAL | CONFIDENTIAL | CONFIDENTIAL | LOWER TULE RIVER IRRIGATION DISTRICT | ROGER ROBB | 818-302-1564 | 2244 WALNUT GROVE AVE, ROSEMEAD 91770
LUNDY #1-#2 | H0296 | HYDROELECTRIC | HYDRO |  | 3 | 3 | 1911-12-01 | SCE | MONO | LEE VINING 93541 |  | SCE | J.C. EVANS |  |  | SCE | C.E. MILLER | 818-302-1564 | 2244 WALNUT GROVE AVE, ROSEMEAD 91770
LYTLE CREEK #1-#2 | H0298 | HYDROELECTRIC | HYDRO |  | 0.6 | 0.5 | 1904-10-01 | SCE | SAN BERNARDINO | SAN BERNARDINO 92376 |  | SCE | J. HAIR |  |  | SCE | C.E. MILLER | 818-302-1564 | 2244 WALNUT GROVE AVE, ROSEMEAD 91770
MADERA CANAL | H0304 | HYDROELECTRIC | HYDRO |  | 8.8 |  | 1985-07-01 | PG&E | MADERA | [6 empty] | FRIANT POWER AUTHORITY | JOHN BOUDREAU | 209-525-4414 | 24790 AVE 95, TERRA BELLA 93270
MADERA CANAL (STATION 1174) | H0305 | HYDROELECTRIC | HYDRO |  | 0.563 |  | 1986-04-11 | PG&E | MADERA | MADERA | [5 empty] | MCPA | JOHNNY DENIZ | 209-673-3514 | 12152 ROAD 28 1/4, MADERA 93637
MADERA CANAL (STATION 1302) | H0309 | HYDROELECTRIC | HYDRO |  | 0.424 |  | 1986-04-16 | PG&E | MADERA | MADERA | [5 empty] | MCPA | JOHNNY DENIZ | 209-673-3514 | 12152 ROAD 28 1/4, MADERA 93637
MADERA CANAL (STATION 1923) | H0306 | HYDROELECTRIC | HYDRO |  | 0.925 |  | 1986-04-01 | PG&E | MADERA | MADERA | [5 empty] | MCPA | JOHNNY DENIZ | 209-673-3514 | 12152 ROAD 28 1/4, MADERA 93637
MADERA CANAL (STATION 1980) | H0310 | HYDROELECTRIC | HYDRO |  | 1.8 | 1.8 | 1985-02-02 | PG&E | MADERA | MADERA | [5 empty] | MCPA | JOHNNY DENIZ | 209-673-3514 | 12152 ROAD 28 1/4, MADERA 93637
MAMMOTH POOL #1-#2 | H0313 | HYDROELECTRIC | HYDRO |  | 187 | 190 | 1960-03-01 | SCE | MADERA | NORTH FORK 93605 | 209-893-3611 | SCE | H.G. HUTCHENS |  |  | SCE | C.E. MILLER | 818-302-1564 | 2244 WALNUT GROVE AVE, ROSEMEAD 91770
MCFADDEN FARM | H0317 | HYDROELECTRIC | HYDRO |  | 0.35 |  | 1983-07-01 | PG&E | MENDOCINO | 16000 POWERHOUSE ROAD POTTER VALLEY |  | MCFADDEN FARM |  | 707-463-1121 |  | EUGEN J M MCFADDEN | EUGENE MCFADDEN | 707-743-1614 | MCFADDEN FARM, POTTER VALLEY 95469
MCMILLAN HYDRO | H0318 | HYDROELECTRIC | HYDRO |  | 0.975 |  | 1984-03-22 | PG&E | SHASTA | ROUND MOUNTAIN | [5 empty] | MCMILLAN HYDRO INC | FINLEY MCMILLAN | 916-337-6581 | PO BOX 130, ROUND MOUNTAIN 96084
MCSWAIN | H0316 | HYDROELECTRIC | HYDRO |  | 9 | 9 | 1967-08-01 | PG&E | MARIPOSA |  |  | MEID | HUGH REYNOLDS | 209-378-2421 | 2423 CANAL ST, PO BOX 2288, MERCED 95340-0288 | MEID | ROSS ROGERS | 209-722-5761 | 2423 CANAL ST, PO BOX 2288, MERCED 95340-0288
MEGA HYDRO (CLOVER CREEK) | H0320 | HYDROELECTRIC | HYDRO |  | 1 | 1 | 1986-02-21 | PG&E | SHASTA | OAK RUN |  | UTILICO GROUP, INC. |  | 913-338-3400 | 7400 W. 110TH ST, STE 320, OVERLAND PARK KS 66210 | MEGA HYDRO INC | FRED CASTAGNA | 916-222-1413 | 2576 HARTNELL AVE, REDDING 96002
MEGA HYDRO (GOOSE VALLEY RANCH) | H0208 | HYDROELECTRIC | HYDRO |  | 0.28 |  | 1983-04-08 | PG&E | SHASTA | BURNEY | [5 empty] | GEORGE P. DENNY | GEORGE P. DENNY |  | PO BOX 219, BURNEY 96013
MEGA RENEWABLES (SILVER SPRINGS) | H0480 | HYDROELECTRIC | HYDRO |  | 0.6 |  | 1987-08-15 | PG&E | SHASTA | BIG BEND | [5 empty] | MEGA RENEWABLES | ED HUDSON | 916-222-1414 | 1666 E. CYPRESS AVE, STE 4, REDDING 96002
MERCED FALLS | H0324 | HYDROELECTRIC | HYDRO |  | 3.5 | 3.4 | 1930-07-01 | PG&E | MERCED | MERCED FALLS | [5 empty] | PG&E | T. MORFORD | 415-973-7000 | 245 MARKET ST, SAN FRANCISCO 94177, NIIC
MIDDLE FORK | H0327 | HYDROELECTRIC | HYDRO |  | 0.23 |  | 1985-12-01 | PG&E | CALAVERAS | [6 empty] | CALAVERAS PUD | GERRY GOFFE | 209-754-3281 | PO BOX 666, SAN ANDREAS 95249
MIDDLE GORGE | H0328 | HYDROELECTRIC | HYDRO | HYDRAULIC TURBINE - PIPELINE | 37.5 | 37.5 | 1952-05-01 | LADWP | MONO | OWENS RIVER, 18.5 MILES NORTH OF BISHOP BISHOP 93514 |  | LADWP | L.L. BRINK |  |  | LADWP | WILLIAM MCCARLEY | 213-481-4211 | 111 N. HOPE ST, LOS ANGELES CA 90051-0100
MILL & SULPHUR CREEK | H0329 | HYDROELECTRIC | HYDRO |  | 0.99 |  | 1988-02-23 | PG&E | HUMBOLDT | DINSMORE | [5 empty] | MILLS & SULPHUR CREEK POWER PLANT PNSP | DELL KEEHN | 206-453-0500 | 11225 SE 6TH, STE 100, BELLEVUE WA 98004
MILL CREEK 1 | H0331 | HYDROELECTRIC | HYDRO |  | 0.9 | 0.8 | -2311 | SCE | SAN BERNARDINO | MENTONE 92359 |  | SCE | J. HAIR |  |  | SCE | THOMAS PAGE | 818-302-1212 | PO BOX 800, ROSEMEAD CA 91770
MILL CREEK 2 | H0332 | HYDROELECTRIC | HYDRO |  | 0.3 | 0.3 | 1904-05-01 | SCE | SAN BERNARDINO | MENTONE 92359 |  | SCE | J. HAIR |  |  | SCE | C.E. MILLER | 818-302-1564 | 2244 WALNUT GROVE AVE, ROSEMEAD 91770
MILL CREEK 3 #3-#5 | H0333 | HYDROELECTRIC | HYDRO |  | 2.7 | 3 | 1903-03-01 | SCE | SAN BERNARDINO | MENTONE 92359 |  | SCE | J. HAIR |  |  | SCE | C.E. MILLER | 818-302-1564 | 2244 WALNUT GROVE AVE, ROSEMEAD 91770
MIRAMAR HYDRO | H0335 | HYDROELECTRIC | HYDRO |  | 0.8 | 0.8 | 1985-04-15 | SDG&E | SAN DIEGO | 610 W. 5TH AVENUE ESCONDIDO 92025-4041 | 619-480-1991 |  |  | 619-297-3218 |  | SD COUNTY WATER AUTHORITY | L. HOPSON | 619-297-3218 | 2750 FOURTH AVE, SAN DIEGO 9210
MOCCASIN #1-#2 | H0601 | HYDROELECTRIC | HYDRO |  | 103.6 | 110 | 1969-01-01 | PG&E | TUOLUMNE | MOCCASIN 95347 | [5 empty] | HETCH HETCHY WATER & POWER (CCSF) | LAWRENCE T KLEIN | 415-554-0725 | 1155 MARKET ST, SAN FRANCISCO CA 94103
MOCCASIN LOWHEAD | H0336 | HYDROELECTRIC | HYDRO |  | 2.9 | 2.9 | 1986-08-01 | PG&E | TUOLUMNE | MOCCASIN 95347 | [5 empty] | HETCH HETCHY WATER & POWER (CCSF) | LAWRENCE T. KLEIN | 415-554-0725 | 1155 MARKET ST, SAN FRANCISCO CA 94103
MOJAVE SIPHON #1-#3 | H0337 | HYDROELECTRIC | HYDRO | HYDRAULIC TURBINE - PIPELINE | 32.4 | 32.4 | 1995-06-01 | SCE | SAN BERNARDINO | HESPERIA 89029 |  | CDWR | J.H. LAWDER | 916-445-9248 | 1416 9TH ST, BOX 942836,, SACRAMENTO CA 94236-0001 | CDWR | JAMES SNOW | 916-324-6164 | 1416 9TH ST, PO BOX 388, SACRAMENTO 95802
MONTE VISTA WATER DISTRICT | H0340 | HYDROELECTRIC | HYDRO | P.R. STATION | 0.865 |  | 1990-08-15 | SCE | SAN BERNARDINO | ADDRESS CONFIDENTIAL MONTCLAIR 91763 |  | MONTE VISTA WATER DISTRICT | CONFIDENTIAL | CONFIDENTIAL | CONFIDENTIAL | MONTE VISTA WTR DIST | BILL THOMPSON | 714-624-0035 | 10575 CENTRAL AVE, MONTCLAIR 91763
MONTGOMERY CREEK HYDRO | H0168 | HYDROELECTRIC | HYDRO |  | 2.6 | 2.6 | 1987-02-28 | PG&E | SHASTA | ROUTE 299 NORTH MONTGOMERY CREEK | [5 empty] | EL DORADO HYDRO | ROBERT W. ROSS | 208-375-1106 | 10464 GARVERDALE CT, STE 710, BOISE ID 83704
MONTICELLO | H0343 | HYDROELECTRIC | HYDRO |  | 9 | 11.5 | 1983-07-01 | PG&E | NAPA | [6 empty] | SID | BRICE BLEDSOE | 707-448-6847 | 508 ELMIRA RD, VACAVILLE 95688
MUCK VALLEY | H0311 | HYDROELECTRIC | HYDRO |  | 26 | 32.5 | 1988-12-07 | PG&E | LASSEN | MUCK VALLEY ACCESS RD, MILE W OF NUBIEBER, HWY 299 NUBIEBER 96068 | 916-336-6676 | MALACHA HYDRO PARTNERS |  | 916-246-3537 | PO BOX 68, NUBIEBER CA 96068 | MALACHA HYDRO LIMITED PARTNERS | E. ROBERT MOONEY | 208-338-2604 | 1161 W RIVER ST, STE 200, BOISE ID 83702
MUNICIPAL WATER DIST OF ORANGE COUNTY | H0345 | HYDROELECTRIC | HYDRO | P.R. STATION | 0.6 |  | 1992-03-30 | SCE | ORANGE | IRVINE |  | MUNICIPAL WATER DISTRICT OF ORANGE CO |  | 714-973-1707 | 1950 EAST 17TH STREET, #150, SANTA ANA 92705-0229 | MWD OF ORANGE COUNTY | CONFIDENTIAL | CONFIDENTIAL | CONFIDENTIAL
MURPHYS | H0346 | HYDROELECTRIC | HYDRO |  | 4 | 3.6 | 1953-12-01 | PG&E | CALAVERAS | MURPHYS 95247 | [5 empty] | PG&E | T. MORFORD | 415-973-7000 | 245 MARKET ST, SAN FRANCISCO 94177, NIIC
NACIMIENTO | H0341 | HYDROELECTRIC | HYDRO |  | 3.75 | 3.75 | 1987-07-13 | PG&E | SAN LUIS OBISPO | SAN LUIS OBISPO | [5 empty] | MONTEREY CO FC & WCD | JOSEPH MADRUGA | 408-755-4860 | PO BOX 930, SALINAS 93902
NARROWS | H0348 | HYDROELECTRIC | HYDRO |  | 12 | 9.4 | 1943-12-01 | PG&E | NEVADA | OFF MOONE FLAT ROAD SMARTVILLE 95977 | [5 empty] | PG&E | T. MORFORD | 415-973-7000 | 245 MARKET ST, SAN FRANCISCO 94177, NIIC
NELSON CREEK POWER (GRASSHOPPER) | H0349 | HYDROELECTRIC | HYDRO |  | 1.1 | 1.1 | 1988-12-19 | PG&E | SHASTA | NELSON CREEK ROAD BIG BEND 96011 | [5 empty] | NELSON CREEK POWER INC | MARK EMMERSON | 916-275-8812 | PO BOX 496028, REDDING 96049
NEW EXCHEQUER | H0175 | HYDROELECTRIC | HYDRO |  | 89 | 80.1 | 1967-08-01 | PG&E | MARIPOSA |  |  | MEID | HUGH REYNOLDS | 209-378-2421 | 2423 CANAL ST, PO BOX 2288, MERCED 95340-0288 | MEID | ROSS ROGERS | 209-722-5761 | 2423 CANAL ST, PO BOX 2288, MERCED 95340-0288
NEW HOGAN #1-#2 | H0073 | HYDROELECTRIC | HYDRO |  | 3 | 3.3 | 1986-04-15 | MID | CALAVERAS | AT OUTLET WORKS AT THE BASE OF NEW HOGAN DAM, 1/4 MI S OF HOGAN DAM RD SAN ANDREAS | 209-526-7373 | MID | GREGORY SALYER | 209-526-7616 | 920 WOODLAND AVE, MODESTO CA 95351 | CALAVERA COUNTY WATER DISTRICT |  | 209-754-3543 | 423 EAST ST, CHARLES ST, SAN ANDREAS 95249
NEW MELONES #1-#2 | H0353 | HYDROELECTRIC | HYDRO |  | 383.34 | 300 | 1979-04-01 | PG&E | TUOLUMNE | JAMESTOWN |  | USBR | J.N. MOORE |  | MID-PACIFIC REGL, 2800 COTTAGE WY, SACRAMENTO CA95825 | USBR | R.K. PATTERSON | 916-979-2309 | MID-PACIFIC REGL, 2800 COTTAGE WY, SACRAMENTO CA95825
NEW NARROWS | H0354 | HYDROELECTRIC | HYDRO |  | 49 | 46.75 | 1970-12-01 | PG&E | YUBA | [6 empty] | YCWA | DONN WILSON | 916-741-6278 | 1402 D ST, MARYSVILLE 95901
NEW SPICER MEADOW | H0356 | HYDROELECTRIC | HYDRO |  | 5.764 | 6 | 1990-02-01 | CCWD | TUOLUMNE | SAN ANDREAS | 209-754-3543 | NCPA | T. TAYLOR |  |  | CCWD | STEVE FELTE | 209-754-3543 | 423 EAST ST, CHARLES ST, SAN ANDREAS 95249
NEWCASTLE | H0357 | HYDROELECTRIC | HYDRO |  | 11.5 | 12.7 | 1986-10-01 | PG&E | PLACER | AUBURN | [5 empty] | PG&E | T. MORFORD | 415-973-7000 | 245 MARKET ST, SAN FRANCISCO 94177, NIIC
NIMBUS DAM #1-#2 | H0360 | HYDROELECTRIC | HYDRO |  | 16.666 | 13.5 | 1955-02-01 | PG&E | SACRAMENTO | FOLSOM |  | USBR | J.N. MOORE |  | MID-PACIFIC REGL, 2800 COTTAGE WY, SACRAMENTO CA95825 | USBR | R.K. PATTERSON | 916-979-2309 | MID-PACIFIC REGL, 2800 COTTAGE WY, SACRAMENTO CA95825
OAK FLAT | H0364 | HYDROELECTRIC | HYDRO |  | 1.3 | 1.4 | 1985-11-01 | PG&E | PLUMAS | CARIBOU | [5 empty] | PG&E | T. MORFORD | 415-973-7000 | 245 MARKET ST, SAN FRANCISCO 94177, NIIC
OLIVENHAIN MUNICIPAL WATER DISTRICT | H0369 | HYDROELECTRIC | HYDRO |  | 0.45 | 0.45 | 1988-09-30 | SDG&E | SAN DIEGO | ADDRESS CONFIDENTIAL ENCINITAS 92024 |  | OLIVEHAIN MUNICIPAL WATER DISTRICT |  | 619-753-6466 |  | OLIVENHAIN MUNICIPAL WATER DIST. | DAVID MCCOLLUM | 619-753-6466 | 1966 OLIVEHAIN RD, ENCINITAS, 9
OLSEN POWER PARTNERS | H0371 | HYDROELECTRIC | HYDRO |  | 5 | 5 | 1990-01-03 | PG&E | SHASTA | WHITMORE | [5 empty] | OLSEN POWER PTNS | GEORGE GARDNER | 301-268-8820 | 191 MAIN STREET, ANNAPOLIS MD 21401
ONTARIO 1 #1-#3 | H0372 | HYDROELECTRIC | HYDRO |  | 0.9 | 0.6 | 1902-12-01 | SCE | SAN BERNARDINO | UPLAND 91786 |  | SCE | J. HAIR |  |  | SCE | THOMAS PAGE | 818-302-1212 | PO BOX 800, ROSEMEAD CA 91770
ONTARIO 2 | H0373 | HYDROELECTRIC | HYDRO |  | 0.3 | 0.3 | 1963-06-01 | SCE | SAN BERNARDINO | UPLAND 91786 |  | SCE | J. HAIR |  |  | SCE | THOMAS PAGE | 818-302-1212 | PO BOX 800, ROSEMEAD CA 91770
OXBOW | H0374 | HYDROELECTRIC | HYDRO |  | 6 | 6.128 | 1966-10-01 | PG&E | EL DORADO | [6 empty] | PCWA | STEVE JONES | 916-367-2291 | PO BOX 667, FORESTHILL CA 95631
PAN PACIFIC (WEBER FLAT) | H0556 | HYDROELECTRIC | HYDRO |  | 0.975 |  | 1984-01-11 | PG&E | TRINITY | COVINGTON MILL | [5 empty] | PAN PACIFIC HYDRO INC | PETER KNAPP |  | PO BOX 12219, ZEPHYR COVE, NV 89448
PAPAZIAN | H0301 | HYDROELECTRIC | HYDRO |  | 0.9 | 0.9 | 1983-06-01 | PG&E | MERCED | MERCED | [5 empty] | MEID | ROSS ROGERS | 209-722-5761 | 2423 CANAL ST, PO BOX 2288, MERCED 95340-0288
PARDEE #1-#3 | H0380 | HYDROELECTRIC | HYDRO |  | 28.7 | 23.6 | 1930-07-01 | PG&E | AMADOR | PARDEE CENTER VALLEY SPRINGS 95252 | 209-772-8200 | EBMUD | D.M. MCCORD | 510-287-1121 | PO BOX 24055, 375 11TH ST, OAKLAND 94623 | EBMUD | JOHN A. MYERS | 510-287-1121 | PO BOX 24055, 375 11TH ST, OAKLAND 94623
PARKER (MEID) | H0325 | HYDROELECTRIC | HYDRO |  | 2.69 | 2.7 | 1981-09-23 | PG&E | MERCED | EAST OF SNELLING RD. MERCED |  | MEID |  | 209-722-5761 | 2423 L ST, MERCED CA 95340 | MEID | ROSS ROGERS | 209-722-5761 | 2423 CANAL ST, PO BOX 2288, MERCED 95340-0288
PARKER (USBR) #1-#4 | H0381 | HYDROELECTRIC | HYDRO |  | 120 | 120 | 1942-12-01 | PG&E | SAN BERNARDINO |  |  | USBR | J.N. MOORE |  | MID-PACIFIC REGL, 2800 COTTAGE WY, SACRAMENTO CA95825 | USBR | R.K. PATTERSON | 916-979-2309 | MID-PACIFIC REGL, 2800 COTTAGE WY, SACRAMENTO CA95825
PERRIS SMALL CONDUIT | H0382 | HYDROELECTRIC | HYDRO | HYDRAULIC TURBINE - PIPELINE | 8 | 7.9 | 1983-04-01 | SCE | RIVERSIDE | 33740 BOREL ROAD WINCHESTER 92596 |  | METROPOLITAN WATER DISTRICT | G.G. BUCHANAN |  | 33740 BOREL RD, WINCHESTER CA 92596 | METROPOLITAN WATER DISTRICT | EVAN L. GRIFFITH | 213-625-4282 | PO BOX 54153 - TERMINAL ANNEX, LOS ANGELES 90054
PERRY LOGGING | H0344 | HYDROELECTRIC | HYDRO |  | 0.3 |  | 1983-01-26 | PG&E | BUTTE | CHICO | [5 empty] | MUD CREEK HYDRO PARTNERS | RONALD T. MOSER | 916-527-2664 | PO BOX 898, ANDERSON 96007
PHOENIX | H0383 | HYDROELECTRIC | HYDRO |  | 2 | 1.6 | 1940-02-01 | PG&E | TUOLUMNE | SONORA 95370 | [5 empty] | PG&E | T. MORFORD | 415-973-7000 | 245 MARKET ST, SAN FRANCISCO 94177, NIIC
PILOT KNOB #1-#2 | H0385 | HYDROELECTRIC | HYDRO |  | 7 | 33 | 1957-01-01 | IID | IMPERIAL | YUMA 92283 |  | IID | J. STEFFEN | 619-339-9477 | 333 E BARIONI BLVD, BOX 937, IMPERIAL 92251 | IID | R.A. MCCULLOUGH | 619-339-9477 | 333 E BARIONI BLVD, BOX 937, IMPERIAL 92251
PINE FLAT #1-#3 | H0387 | HYDROELECTRIC | HYDRO | HYDRAULIC TURBINE - CONVENTIONAL | 165 | 165 | 1984-01-01 | PG&E | FRESNO | FRESNO | [5 empty] | KINGS RIVER CONSERVATION DISTRICT | JACK SINOR | 209-237-5567 | 4886 E JENSEN AVE, FRESNO CA 93725
PIT 1 #1-#2 | H0388 | HYDROELECTRIC | HYDRO |  | 61 | 69.4 | 1922-09-01 | PG&E | SHASTA | FALL RIVER MILL 96028 | [5 empty] | PG&E | T. MORFORD | 415-973-7000 | 245 MARKET ST, SAN FRANCISCO 94177, NIIC
PIT 3 #1-#3 | H0389 | HYDROELECTRIC | HYDRO |  | 70 | 80.2 | 1925-07-01 | PG&E | SHASTA | BURNEY 96013 | [5 empty] | PG&E | T. MORFORD | 415-973-7000 | 245 MARKET ST, SAN FRANCISCO 94177, NIIC
PIT 4 #1-#2 | H0390 | HYDROELECTRIC | HYDRO |  | 95 | 103.6 | 1955-06-01 | PG&E | SHASTA | MONTGOMERY CREEK 96065 | [5 empty] | PG&E | T. MORFORD | 415-973-7000 | 245 MARKET ST, SAN FRANCISCO 94177, NIIC
PIT 5 #1-#4 | H0391 | HYDROELECTRIC | HYDRO |  | 160 | 141.9 | 1944-04-01 | PG&E | SHASTA | MONTGOMERY CREEK 96065 | [5 empty] | PG&E | T. MORFORD | 415-973-7000 | 245 MARKET ST, SAN FRANCISCO 94177, NIIC
PIT 6 #1-#2 | H0392 | HYDROELECTRIC | HYDRO |  | 80 | 79.2 | 1965-05-01 | PG&E | SHASTA | MONTGOMERY CREEK 96065 | [5 empty] | PG&E | T. MORFORD | 415-973-7000 | 245 MARKET ST, SAN FRANCISCO 94177, NIIC
PIT 7 #1-#2 | H0393 | HYDROELECTRIC | HYDRO |  | 112 | 109.8 | 1965-06-01 | PG&E | SHASTA | MONTGOMERY CREEK 96065 | [5 empty] | PG&E | T. MORFORD | 415-973-7000 | 245 MARKET ST, SAN FRANCISCO 94177, NIIC
PLEASANT VALLEY | H0394 | HYDROELECTRIC | HYDRO | RUN-OF-RIVER | 2.7 | 3.2 | 1958-02-01 | LADWP | INYO | ON OWENS RIVER, 9.5 MILES NORTH OF BISHOP BISHOP 93514 |  | LADWP | L.L. BRINK |  |  | LADWP | WILLIAM MCCARLEY | 213-481-4211 | 111 N. HOPE ST, LOS ANGELES CA 90051-0100
POE #1-#2 | H0395 | HYDROELECTRIC | HYDRO |  | 120 | 142.8 | 1958-05-01 | PG&E | BUTTE | JARBO GAP, CA 95916 STORRIE 95980 | [5 empty] | PG&E | T. MORFORD | 415-973-7000 | 245 MARKET ST, SAN FRANCISCO 94177, NIIC
POOLE 1 | H0398 | HYDROELECTRIC | HYDRO |  | 11 | 10 | 1924-06-01 | SCE | MONO | LEE VINING 93541 |  | SCE | J.C. EVANS |  |  | SCE | C.E. MILLER | 818-302-1564 | 2244 WALNUT GROVE AVE, ROSEMEAD 91770
PORTAL 1 | H0499 | HYDROELECTRIC | HYDRO |  | 10.5 | 10 | 1956-12-01 | SCE | FRESNO | BIG CREEK 93605 |  | SCE | H.G. HUTCHENS |  |  | SCE | C.E. MILLER | 818-302-1564 | 2244 WALNUT GROVE AVE, ROSEMEAD 91770
POTTER VALLEY #1-#3 | H0401 | HYDROELECTRIC | HYDRO |  | 9.2 | 9 | 1908-04-01 | PG&E | MENDOCINO | POTTER VALLEY 95469 | 707-468-3986 |  |  |  |  | PG&E | T. MORFORD | 415-973-7000 | 245 MARKET ST, SAN FRANCISCO 94177, NIIC
POWER CANAL | H0403 | HYDROELECTRIC | HYDRO |  | 0.4 |  | 1987-12-01 | PG&E | MENDOCINO | POTTER VALLEY | [5 empty] | BES HYDRO CO | BRUCE STICKLER | 707-743-1872 | PO BOX 338, POTTER VALLEY 95469
PRATHER CREEK | H0404 | HYDROELECTRIC | HYDRO |  | 0.1 | 0.1 | 1983-07-01 | PCORP | SISKIYOU | HIGHWAY 97 MACDOEL 96058 | 916-398-4255 |  |  |  |  | TKO POWER | JONATHAN BLOOM | 208-338-2604 | 1161 W RIVER ST, STE 200, BOISE ID 83702
PT. LOMA | H0405 | HYDROELECTRIC | HYDRO |  | 1.35 |  | 1984-09-01 | SDG&E | SAN DIEGO | [6 empty] | CITY OF SAN DIEGO | ARMAND CAMPILLO | 619-236-7821 | 202 C ST, SAN DIEGO 92101
RALSTON | H0406 | HYDROELECTRIC | HYDRO |  | 86.3 | 79.2 | 1966-10-01 | PG&E | PLACER | [6 empty] | PCWA | STEVE JONES | 916-367-2291 | PO BOX 667, FORESTHILL CA 95631
RED MOUNTAIN | H0408 | HYDROELECTRIC | HYDRO | HYDRAULIC TURBINE - PIPELINE | 6 | 5.9 | 1985-11-01 | SCE | SAN DIEGO | 92596 |  | METROPOLITAN WATER DISTRICT | G.G. BUCHANAN |  | 33740 BOREL RD, WINCHESTER CA 92596 | METROPOLITAN WATER DISTRICT | CARL BORONKAY | 213-250-6000 | PO BOX 54153 - TERMINAL ANNEX, LOS ANGELES 90054
RETA | H0300 | HYDROELECTRIC | HYDRO |  | 0.9 | 0.9 | 1982-11-01 | PG&E | MERCED | MERCED | [5 empty] | MEID | ROSS ROGERS | 209-722-5761 | 2423 CANAL ST, PO BOX 2288, MERCED 95340-0288
RICHARD MOSS | H0410 | HYDROELECTRIC | HYDRO | RUN-OF-RIVER | 0.155 |  | 1986-11-17 | SCE | INYO | ADDRESS CONFIDENTIAL BISHOP 93514 |  |  | CONFIDENTIAL | CONFIDENTIAL | CONFIDENTIAL | RICHARD MOSS | RICHARD MOSS | 916-447-3497 | ROUTE 4, BOX 17, BISHOP 93514
RINCON HYDRO #1-#2 | H0411 | HYDROELECTRIC | HYDRO | HYDRAULIC TURBINE - CONVENTIONAL | 0.4 | 0.4 | 1915-01-01 | SDG&E | SAN DIEGO | ADDRESS CONFIDENTIAL ESCONDIDO 92025-2709 | [5 empty] | CITY OF ESCONDIDO | DENNIS W. WILSON | 619-741-4880 | CIVIC CENTER PLAZA, 201 N BROADWAY, ESCONDIDO CA 92025
RIO HONDO | H0412 | HYDROELECTRIC | HYDRO | HYDRAULIC TURBINE - PIPELINE | 1.91 | 1.9 | 1984-07-01 | SCE | LOS ANGELES | SOUTH GATE 90280 |  | METROPOLITAN WATER DISTRICT | E.A. RIGDON |  | PO BOX 54153 - TERMINAL ANNEX, LOS ANGELES 90054 | METROPOLITAN WATER DISTRICT | EVAN L. GRIFFITH | 213-626-4282 | PO BOX 54153 - TERMINAL ANNEX, LOS ANGELES 90054
RIVER OUTLET | H0413 | HYDROELECTRIC | HYDRO |  | 2 |  | 1985-04-01 | PG&E | MADERA | [6 empty] | FRIANT POWER AUTHORITY | JOHN BOUDREAU | 209-525-4414 | 24790 AVE 95, TERRA BELLA 93270
ROARING CREEK RANCH | H0322 | HYDROELECTRIC | HYDRO |  | 2 | 2 | 1986-12-05 | PG&E | SHASTA | COVE ROAD MONTGOMERY CREEK 96065 | [5 empty] | ROARING CREEK RANCH MEGA RENEWABLES |  |  | 1666 EAST CYPRESS AVE, STE 4, REDDING 96002
ROBBS PEAK | H0414 | HYDROELECTRIC | HYDRO |  | 22 | 25 | 1965-10-01 | SMUD | EL DORADO |  |  | SMUD | MERVYN YOUNG | 916-644-2013 | 6201 S ST, SACRAMENTO 95817, PO BOX 15830, 95852-1830 | SMUD | LARRY HUDDLE | 916-732-5843 | 6201 S ST, SACRAMENTO 95817, PO BOX 15830, 95852-1830
ROCK CREEK #1-#2 | H0417 | HYDROELECTRIC | HYDRO |  | 112 | 113.4 | 1950-02-01 | PG&E | PLUMAS | STORRIE 95980 | [5 empty] | PG&E | T. MORFORD | 415-973-7000 | 245 MARKET ST, SAN FRANCISCO 94177, NIIC
ROCK CREEK LIMITED | H0422 | HYDROELECTRIC | HYDRO |  | 3 | 3 | 1986-04-24 | PG&E | EL DORADO | 847 PACIFIC STREET PLACERVILLE 95667 |  | KEATING & ASSOCIATES | JOSEPH KEATING | 916-622-9013 | 1901 E TULARE AVE, TULARE CA 93274 | ROCK CREEK LTD PNSP
ROLLINS | H0424 | HYDROELECTRIC | HYDRO |  | 12.1 | 12.5 | 1980-08-01 | PG&E | NEVADA | COLFAX 95713 | [5 empty] | NID | JAMES CHATIGNY | 916-273-6185 | PO BOX 1019, GRASS VALLEY 95945
ROSENFIELD FAMILY TRUST | H0425 | HYDROELECTRIC | HYDRO |  | 0.7 |  | 1986-02-25 | PG&E | CALAVERAS | SALT SPRINGS VALLEY | [5 empty] | ROCK CREEK WATER DISTRICT | P. ROSENFIELD | 818-786-2999 | 5415 NAGLE AVE, VAN NUYS 91401
RUGRAW (BAKER CREEK) | H0018 | HYDROELECTRIC | HYDRO |  | 0.3 |  | 1983-11-04 | PG&E | SHASTA | BIG BEND | [5 empty] | RUGRAW, INC. | RUGRAW INC. | 415-397-4611 | 500 SANSOME ST, STE 402, SAN FRANCISCO 94111
RUGRAW INC. (DIGGER CREEK) | H0140 | HYDROELECTRIC | HYDRO |  | 0.6 |  | 1983-05-18 | PG&E | TEHAMA | MANTON | [5 empty] | RUGRAW INC | RUGRAW INC. | 415-397-4611 | 500 SANSOME ST, STE 402, SAN FRANCISCO 94111
RUSH CREEK #1-#2 | H0426 | HYDROELECTRIC | HYDRO |  | 10 | 8.4 | 1916-10-01 | SCE | MONO | JUNE LAKE 93529 |  | SCE | J.C. EVANS |  |  | SCE | C.E. MILLER | 818-302-1564 | 2244 WALNUT GROVE AVE, ROSEMEAD 91770
SALT SPRINGS #1-#2 | H0431 | HYDROELECTRIC | HYDRO |  | 44 | 41 | 1931-06-01 | PG&E | AMADOR | JACKSON 95642 | [5 empty] | PG&E | T. MORFORD | 415-973-7000 | 245 MARKET ST, SAN FRANCISCO 94177, NIIC
SAN BERNARDINO MWD (SITE 1720) | H0434 | HYDROELECTRIC | HYDRO | P.R. STATION | 0.178 |  | 1983-07-01 | SCE | SAN BERNARDINO | ADDRESS CONFIDENTIAL SAN BERNARDINO 92403 |  | SAN BERNARDINO MWD. | CONFIDENTIAL | CONFIDENTIAL | CONFIDENTIAL | SAN BERNARDINO MWD. | JOESPH F. STEJSKAL | 909-384-5141 | 300 NORTH 'D' ST, SAN BERNARDINO 92408
SAN DIMAS | H0437 | HYDROELECTRIC | HYDRO | HYDRAULIC TURBINE - PIPELINE | 10 | 9.9 | 1981-05-01 | SCE | LOS ANGELES | 700 N. MORENO AVENUE LA VERNE 91750-3399 |  | METROPOLITAN WATER DISTRICT | D.E. MARSHALL |  | 700 N. MORENO AVE, LA VERNE CA 91750-3399 | METROPOLITAN WATER DISTRICT | GARY M. SNYDER | 213-964-6551 | PO BOX 54153 - TERMINAL ANNEX, LOS ANGELES 90054
SAN DIMAS WASH | H0443 | HYDROELECTRIC | HYDRO | P.R. STATION | 1.2 |  | 1986-07-02 | SCE | LOS ANGELES | 190 EAST FOOTHILL BLVD SAN DIMAS 91773 |  | SAN GABRIEL VALLEY M | CONFIDENTIAL | CONFIDENTIAL | CONFIDENTIAL | SAN GABRIEL VALLEY M | ROBERT L. STALLING | 818-969-7911 | 549 EAST SIERRA MADRE AVE, AZUSA 91702
SAN FERNANDO #1-#2 | H0438 | HYDROELECTRIC | HYDRO | RUN-OF-RIVER | 6.4 | 5.6 | 1922-10-22 | LADWP | LOS ANGELES | 14031 SAN FERNANDO ROAD SYLMAR 91342 |  | LADWP | R.E. BRUCE | 805-294-3221 | 1416 9TH ST, PO BOX 388, SACRAMENTO 95802 | LADWP | WILLIAM MCCARLEY | 213-481-4211 | 111 N. HOPE ST, LOS ANGELES CA 90051-0100
SAN FRANCISCO PEAK HYDRO PLANT | H0439 | HYDROELECTRIC | HYDRO |  | 0.35 | 0.35 | 1985-12-15 | SDG&E | SAN DIEGO | ADDRESS CONFIDENTIAL OCEANSIDE 92028 |  |  |  | 619-439-7157 |  | CITY OF OCEANSIDE | NAZIR QURESHI | 619-439-7157 | 300 N HILL ST, OCEANSIDE 92054
SAN FRANCISQUITO 1 #1A, #3, #4, #5A | H0441 | HYDROELECTRIC | HYDRO | RUN-OF-RIVER | 75.5 | 69.4 | 1917-04-16 | LADWP | LOS ANGELES | 37000 CLEARCREEK ROAD SAUGUS 91350 | 805-396-3594 | LADWP | R.E. BRUCE | 805-294-3221 | 1416 9TH ST, PO BOX 388, SACRAMENTO 95802 | LADWP | WILLIAM MCCARLEY | 213-481-4211 | 111 N. HOPE ST, LOS ANGELES CA 90051-0100
SAN FRANCISQUITO 2 #1-#3 | H0440 | HYDROELECTRIC | HYDRO | RUN-OF-RIVER | 47 | 42 | 1920-07-06 | LADWP | LOS ANGELES | 32400 SAN FRANCISQUITO CANYON ROAD SAUGUS 91350 | 805-296-6088 | LADWP | R.E. BRUCE |  | 1416 9TH ST, PO BOX 388, SACRAMENTO 95802 | LADWP | WILLIAM MCCARLEY | 213-481-4211 | 111 N. HOPE ST, LOS ANGELES CA 90051-0100
SAN GABRIEL HYDRO PARTNERSHIP | H0442 | HYDROELECTRIC | HYDRO | SMALL HYDRO IMPROVEMENT PROJECT | 4.975 | 4.975 | 1987-10-19 | SCE | LOS ANGELES | 9700 NORTH HIGHWAY 39 AZUSA 91702 |  | HYDRO WEST | CONFIDENTIAL | CONFIDENTIAL | CONFIDENTIAL | SAN GABRIEL HYDROELE | MYLES DUFFY | 415-820-8326 | PO BOX 243, ALAMO 94507
SAN GORGONIO | H0444 | HYDROELECTRIC | HYDRO |  | 0.728 |  | 1989-02-01 | SCE | RIVERSIDE | [6 empty] | CITY OF BANNING | E.W. SINCLAIR | 714-849-4511 | 176 EAST LINCOLN, BANNING 92220
SAN GORGONIO 1 | H0445 | HYDROELECTRIC | HYDRO |  | 1.5 | 1.5 | 1923-12-01 | SCE | RIVERSIDE | BANNING 92220 |  | SCE | J. HAIR |  |  | SCE | C.E. MILLER | 818-302-1564 | 2244 WALNUT GROVE AVE, ROSEMEAD 91770
SAN GORGONIO 2 | H0446 | HYDROELECTRIC | HYDRO |  | 0.7 | 0.9 | 1923-12-01 | SCE | RIVERSIDE | BANNING 92220 |  | SCE | J. HAIR |  |  | SCE | C.E. MILLER | 818-302-1564 | 2244 WALNUT GROVE AVE, ROSEMEAD 91770
SAN GORGONIO UPPER | H0447 | HYDROELECTRIC | HYDRO |  | 0.41 |  | 1989-12-01 | SCE | RIVERSIDE | [6 empty] | CITY OF BANNING | E. SINCLAIR | 714-849-4511 | 176 EAST LINCOLN, PO BOX 998, BANNING 92220
SAN JOAQUIN 1A | H0448 | HYDROELECTRIC | HYDRO |  | 0.4 | 0.4 | 1919-03-01 | PG&E | MADERA | NORTH FORK 93643 | [5 empty] | PG&E | T. MORFORD | 415-973-7000 | 245 MARKET ST, SAN FRANCISCO 94177, NIIC
SAN JOAQUIN 2 | H0449 | HYDROELECTRIC | HYDRO |  | 3.2 | 2.9 | 1917-09-01 | PG&E | MADERA | NORTH FORK 93643 | [5 empty] | PG&E | T. MORFORD | 415-973-7000 | 245 MARKET ST, SAN FRANCISCO 94177, NIIC
SAN JOAQUIN 3 | H0450 | HYDROELECTRIC | HYDRO |  | 4.2 | 4 | 1923-07-01 | PG&E | MADERA | NORTH FORK 93643 | [5 empty] | PG&E | T. MORFORD | 415-973-7000 | 245 MARKET ST, SAN FRANCISCO 94177, NIIC
SAN LUIS OBISPO | H0455 | HYDROELECTRIC | HYDRO |  | 0.68 |  | 1985-07-01 | PG&E | SAN LUIS OBISPO | [6 empty] | CITY OF SAN LUIS OBISPO | BILL HELLAND | 805-781-7215 | 955 MORROW ST, SAN LUIS OBISPO 93401
SAND BAR | H0519 | HYDROELECTRIC | HYDRO |  | 16.2 | 16.2 | 1986-05-19 | PG&E | TUOLUMNE | SONORA | 209-965-3996 | O&SSJID |  |  |  | TRI-DAM POWER AUTHORITY | DONALD THOMPSON | 209-956-3996 | PO BOX 1158, PINECREST 95364
SANTA ANA 1 #1-#4 | H0460 | HYDROELECTRIC | HYDRO |  | 3.8 | 3.2 | -363 | SCE | SAN BERNARDINO | EAST HIGHLANDS 92346 |  | SCE | J. HAIR |  |  | SCE | C.E. MILLER | 818-302-1564 | 2244 WALNUT GROVE AVE, ROSEMEAD 91770
SANTA ANA 2 #1-#2 | H0461 | HYDROELECTRIC | HYDRO |  | 1.4 | 0.8 | 1905-05-01 | SCE | SAN BERNARDINO | EAST HIGHLANDS 92346 |  | SCE | J. HAIR |  |  | SCE | C.E. MILLER | 818-302-1564 | 2244 WALNUT GROVE AVE, ROSEMEAD 91770
SANTA ANA 3 | H0462 | HYDROELECTRIC | HYDRO |  | 1.7 | 1.2 | 1947-04-01 | SCE | SAN BERNARDINO | EAST HIGHLANDS 92346 |  | SCE | J. HAIR |  |  | SCE | C.E. MILLER | 818-302-1564 | 2244 WALNUT GROVE AVE, ROSEMEAD 91770
SANTA CLARA VALLEY WATER DISTRICT | H0007 | HYDROELECTRIC | HYDRO |  | 0.8 |  | 1988-12-01 | PG&E | SANTA CLARA | MORGAN HILL | [5 empty] | SANTA CLARA VALLEY WD | ROGER JAMES | 408-265-2600 | 5750 ALMADEN EXPRESS WAY, SAN JOSE 95118
SANTA FELICIA | H0533 | HYDROELECTRIC | HYDRO | SMALL HYDRO IMPROVEMENT PROJECT | 0.935 |  | 1987-06-01 | SCE | VENTURA | LAKE PIRU 93040 |  | UNITED WATER CONSERVATION DISTRICT | CONFIDENTIAL | CONFIDENTIAL | CONFIDENTIAL | UNITED WATER CONSERVATION DISTRICT | FRED GIENTKE | 805-525-4431 | 725 EAST MAIN ST, PO BOX 432, SANTA PAULA 93060
SANTA MONICA | H0466 | HYDROELECTRIC | HYDRO |  | 0.15 |  | 1984-03-01 | SCE | LOS ANGELES | [6 empty] | CITY OF SANTA MONICA | CRAIG PERKINS | 310-458-8221 | 1685 MAIN ST, SANTA MONICA 90401
SAWTELLE | H0467 | HYDROELECTRIC | HYDRO | RUN-OF-RIVER | 0.6 | 0.6 | 1986-06-01 | LADWP | LOS ANGELES | SUNSET BLVD (1 1/2 MILE FROM UCLA) LOS ANGELES |  | LADWP | R.E. BRUCE | 805-294-3221 | 1416 9TH ST, PO BOX 388, SACRAMENTO 95802 | LADWP | WILLIAM MCCARLEY | 213-481-4211 | 111 N. HOPE ST, LOS ANGELES CA 90051-0100
SCHAADS HYDRO PARTNERS | H0469 | HYDROELECTRIC | HYDRO |  | 0.23 | 0.28 | 1986-02-18 | PG&E | CALAVERAS | 20 MILES N.E. OF MOKELUMNE HILL SAN ANDREAS 95249 | 209-293-7959
SCOTTS FLAT | H0347 | HYDROELECTRIC | HYDRO |  | 0.85 | 0.1 | 1984-12-14 | PG&E | NEVADA | SCOTTS FLAT RESERVOIR, 5 MILES EAST OF NEVADA CITY NEVADA CITY 95959 | 702-265-9505 |  |  |  |  | NID | JAMES CHATIGNY | 916-273-6185 | PO BOX 1019, GRASS VALLEY 95945
SENATOR WASH | H0471 | HYDROELECTRIC | HYDRO |  | 7.2 |  | 1986-08-01 | PG&E | IMPERIAL |  |  | USBR | J.N. MOORE |  | MID-PACIFIC REGL, 2800 COTTAGE WY, SACRAMENTO CA95825 | USBR | R.K. PATTERSON | 916-979-2309 | MID-PACIFIC REGL, 2800 COTTAGE WY, SACRAMENTO CA95825
SEPULVEDA CANYON | H0472 | HYDROELECTRIC | HYDRO | HYDRAULIC TURBINE - PIPELINE | 9 | 8.6 | 1982-05-01 | SCE | LOS ANGELES | LOS ANGELES 90025 |  | METROPOLITAN WATER DISTRICT | E. CULVER |  | PO BOX 54153 - TERMINAL ANNEX, LOS ANGELES 90054 | METROPOLITAN WATER DISTRICT | DEL DELASSANDRO | 213-250-6000 | PO BOX 54153 - TERMINAL ANNEX, LOS ANGELES 90054
SHASTA S1-S2, #1-#5 | H0475 | HYDROELECTRIC | HYDRO |  | 591.47 | 539 | 1944-06-01 | PG&E | SHASTA | REDDING |  | USBR | J.N. MOORE |  | MID-PACIFIC REGL, 2800 COTTAGE WY, SACRAMENTO CA95825 | USBR | R.K. PATTERSON | 916-979-2309 | MID-PACIFIC REGL, 2800 COTTAGE WY, SACRAMENTO CA95825
SHASTA RIVER | H0477 | HYDROELECTRIC | HYDRO |  | 0.1 |  | 1984-03-01 | PCORP | SISKIYOU | [6 empty] | DEWEY B. SMITH | DEWEY B. SMITH | 916-842-7261 | 4416 OLD SHASTA RIVER RD, YREKA 96097
SIERRA #1-#2 | H0479 | HYDROELECTRIC | HYDRO |  | 0.8 | 0.4 | 1922-01-01 | SCE | SAN BERNARDINO | UPLAND 91786 |  | SCE | J. HAIR |  |  | SCE | THOMAS PAGE | 818-302-1212 | PO BOX 800 ROSEMEAD CA 91770
SIERRA ENERGY COMPANY | H0396 | HYDROELECTRIC | HYDRO |  | 0.2 |  | 1988-01-11 | PG&E | EL DORADO | FORESTVILLE | [5 empty] | ROBERT T. SUTER | ROBERT T. SUTER | 916-764-6004 | PO BOX 878, SODA SPRINGS 95726
SLAB CREEK | H0482 | HYDROELECTRIC | HYDRO |  | 0.4 | 0.5 | 1983-07-01 | SMUD | EL DORADO | 4 MILES NORTH OF CAMINO |  | SMUD | MERVYN YOUNG | 916-644-2013 | 6201 S ST, SACRAMENTO 95817, PO BOX 15830, 95852-1830 | SMUD | LARRY HUDDLE | 916-732-5843 | 6201 S ST, SACRAMENTO 95817, PO BOX 15830, 95852-1830
SLATE CREEK | H0483 | HYDROELECTRIC | HYDRO |  | 2.71 | 4.2 | 1984-12-01 | PCORP | SHASTA | LA MOINE ROAD LAKEHEAD 96051 | 916-238-8508 |  |  |  |  | CATALYST SLATE CREEK HYDRO PTNSP | JONATHAN BLOOM | 208-338-2604 | 1161 W RIVER ST, STE 200, BOISE ID 83702
SLY CREEK | H0484 | HYDROELECTRIC | HYDRO |  | 9 | 12.2 | 1983-11-01 | PG&E | BUTTE | FEATHER FALLS |  | OWID | ROBERT WARKA |  | PO BOX 581, OROVILLE CA 95965 | OWID | MICHAEL GLAZE | 916-533-4578 | 2310 ORO QUINCY HWY, PO BOX 581, OROVILLE 95965
SNOW CREEK | H0135 | HYDROELECTRIC | HYDRO | RUN-OF-RIVER | 0.3 |  | 1988-01-07 | SCE | RIVERSIDE | 15100 SNOW CREEK PALM SPRINGS 92282 |  | DESERT WATER AGENCY | CONFIDENTIAL | CONFIDENTIAL | CONFIDENTIAL | DESERT WATER AGENCY | JACK OBERLE | 619-323-4971 | PO BOX 1710, PALM SPRINGS 92263
SNOW MOUNTAIN HYDRO (BURNEY CREEK) | H0240 | HYDROELECTRIC | HYDRO |  | 3 | 3 | 1990-03-28 | PG&E | SHASTA | BURNEY 96013 | 916-222-1414 | HIGHLAND HYDRO CONSTRUCTION | FRED CASTAGNA | 916-222-1414 | 2576 HARTNELL AVE, REDDING 96002 | HIGHLAND HYDRO CONSTRUCTION | CARL BORONKAY | 213-250-6000 | 2576 HARTNELL AVE, REDDING 96002
SNOW MOUNTAIN HYDRO (COVE) | H0236 | HYDROELECTRIC | HYDRO |  | 5 | 5 | 1990-02-20 | PG&E | SHASTA | COVE ROAD MONTGOMERY CREEK 96001 |  | HIGHLAND HYDRO CONSTRUCTION | FRED CASTAGNA | 916-222-1414 | 2576 HARTNELL AVE, REDDING 96002 | HIGHLAND HYDRO CONSTRUCTION | FRED CASTAGNA | 916-222-1414 | 2576 HARTNELL AVE, REDDING 96002
SNOW MOUNTAIN HYDRO (LOST CREEK 1) | H0238 | HYDROELECTRIC | HYDRO |  | 1.4 | 1.4 | 1989-10-09 | PG&E | SHASTA | HAT CREEK |  | HIGHLAND HYDRO CONSTRUCTION | FRED CASTAGNA | 916-222-1414 | 2576 HARTNELL AVE, REDDING 96002 | HIGHLAND HYDRO CONSTRUCTION | MEARL WILLIAMS | 916-222-1414 | 2576 HARTNELL AVE, REDDING 92002
SNOW MOUNTAIN HYDRO (LOST CREEK 2) | H0239 | HYDROELECTRIC | HYDRO |  | 0.5 |  | 1989-06-15 | PG&E | SHASTA | HAT CREEK |  | HIGHLAND HYDRO CONSTRUCTION | FRED CASTAGNA | 916-222-1414 | 2576 HARTNELL AVE, REDDING 96002 | HIGHLAND HYDRO CONSTRUCTION | ED HUDSON | 916-222-1414 | 2576 HARTNELL AVE, REDDING 96002
SNOW MOUNTAIN HYDRO (PONDEROSA BAILY) | H0237 | HYDROELECTRIC | HYDRO |  | 1.1 | 1.1 | 1990-02-26 | PG&E | SHASTA | MANTON |  | HIGHLAND HYDRO CONSTRUCTION | FRED CASTAGNA | 916-222-1414 | 2576 HARTNELL AVE, REDDING 96002 | HIGHLAND HYDRO CONSTRUCTION | CHARLES SCHAUP | 916-222-1414 | 2576 HARTNELL AVE, REDDING 96002
SOUTH | H0486 | HYDROELECTRIC | HYDRO |  | 7 | 6.8 | 1979-12-01 | PG&E | TEHAMA | MANTON 96059 | [5 empty] | PG&E | T. MORFORD | 415-973-7000 | 245 MARKET ST, SAN FRANCISCO 94177, NIIC
SOUTH SUTTER WATER | H0540 | HYDROELECTRIC | HYDRO |  | 0.395 |  | 1985-07-17 | PG&E | SUTTER | SHERIDAN | [5 empty] | SOUTH SUTTER WATER DISTRICT (SSWD) | R.L. MELTON | 916-656-2242 | 2464 PACIFIC AVE, TROWBRIDGE 95659
SPAULDING 1 | H0490 | HYDROELECTRIC | HYDRO |  | 7 | 7 | 1928-05-01 | PG&E | NEVADA | EMIGRANT GAP 95715 | [5 empty] | PG&E | T. MORFORD | 415-973-7000 | 245 MARKET ST, SAN FRANCISCO 94177, NIIC
SPAULDING 2 | H0491 | HYDROELECTRIC | HYDRO |  | 4.4 | 3.7 | 1928-07-01 | PG&E | NEVADA | EMIGRANT GAP 95715 | [5 empty] | PG&E | T. MORFORD | 415-973-7000 | 245 MARKET ST, SAN FRANCISCO 94177, NIIC
SPAULDING 3 | H0492 | HYDROELECTRIC | HYDRO |  | 5.8 | 6.8 | 1929-01-01 | PG&E | NEVADA | EMIGRANT GAP 95715 | [5 empty] | PG&E | T. MORFORD | 415-973-7000 | 245 MARKET ST, SAN FRANCISCO 94177, NIIC
SPRING CREEK #1-#2 | H0493 | HYDROELECTRIC | HYDRO |  | 200 | 180 | 1964-01-01 | REDDING | SHASTA | REDDING |  | USBR | J.N. MOORE |  | MID-PACIFIC REGL, 2800 COTTAGE WY, SACRAMENTO CA95825 | USBR | R.K. PATTERSON | 916-979-2309 | MID-PACIFIC REGL, 2800 COTTAGE WY, SACRAMENTO CA95825
SPRING GAP | H0495 | HYDROELECTRIC | HYDRO |  | 7 | 6 | 1921-09-01 | PG&E | TUOLUMNE | LONG BARN 95335 | [5 empty] | PG&E | T. MORFORD | 415-973-7000 | 245 MARKET ST, SAN FRANCISCO 94177, NIIC
STAMPEDE #1-#2 | H0497 | HYDROELECTRIC | HYDRO | RUN-OF-RIVER | 3.7 | 3.65 | 1987-06-01 | PG&E | SIERRA | TRUCKEE |  | USBR | J.N. MOORE |  | MID-PACIFIC REGL, 2800 COTTAGE WY, SACRAMENTO CA95825 | USBR | R.K. PATTERSON | 916-979-2309 | MID-PACIFIC REGL, 2800 COTTAGE WY, SACRAMENTO CA95825
STANISLAUS | H0498 | HYDROELECTRIC | HYDRO |  | 91 | 81.9 | 1963-03-01 | PG&E | TUOLUMNE | STANISLAUS | [5 empty] | PG&E | T. MORFORD | 415-973-7000 | 245 MARKET ST, SAN FRANCISCO 94177, NIIC
STEVE SPELLENBERG HYDRO | H0355 | HYDROELECTRIC | HYDRO |  | 3.3 | 3.3 | 1983-12-05 | PG&E | TRINITY | BURNT RANCH | [5 empty] | FRANK M. BIBER | S. SPELLENBERG | 916-629-3278 | PO BOX 178, BURNT RANCH 95572
STONE DROP | H0599 | HYDROELECTRIC | HYDRO |  | 0.25 | 0.6 | 1984-04-01 | MID | STANISLAUS | 14853 YOSEMITE BLVD WATERFORD 95386 |  | MID | GREGORY SALYER | 209-526-7616 | 920 WOODLAND AVE, MODESTO CA 95351 | MID | GREGORY SALYER | 209-526-7616 | 920 WOODLAND AVE, MODESTO CA 95351
STONY GORGE #1-#2 | H0500 | HYDROELECTRIC | HYDRO |  | 5 | 5 | 1986-03-01 | PG&E | GLENN | ELK CREEK | [5 empty] | CSC | J. POPE | 408-984-3161 | 1500 WARBURTON AVE, SANTA CLARA CA 95050
STOVAL 1 | H0501 | HYDROELECTRIC | HYDRO |  | 0.1 |  | 1983-05-20 | PG&E | COLUSA | WILLIAMS | [5 empty] | GLENN-COLUSA IRRIGATION DISTRICT | ROBERT D. CLARK | 916-934-8881 | 344 EAST LAUREL ST, WILLOWS 95988
STOVAL 2 | H0502 | HYDROELECTRIC | HYDRO |  | 0.115 |  | 1983-05-20 | PG&E | COLUSA | WILLIAMS | [5 empty] | GLENN-COLUSA IRRIGATION DISTRICT | ROBERT D. CLARK | 916-934-8881 | 344 EAST LAUREL ST, WILLOWS 95988
STS HYDROPOWER LTD (KANAKA) | H0427 | HYDROELECTRIC | HYDRO |  | 1.1 | 1.2 | 1989-02-13 | PG&E | BUTTE | 9 LUMPKIN ROAD FEATHER FALLS 95940 | 916-589-4567 |  |  |  |  | STS HYDROPOWER, LTD | MARK SUNDQUIST | 312-553-2131 | 225 WEST WACKER DR, STE 2330, CHICAGO IL 60602
STS HYDROPOWER LTD (KEKAWAKA) | H0428 | HYDROELECTRIC | HYDRO |  | 4.95 | 4.95 | 1989-12-27 | PG&E | TRINITY | CALVIN STEWART RANCH ZENIA 95495 | 707-923-9601 |  |  |  |  | STS HYDROPOWER LTD | MARK SUNDQUIST | 312-553-2131 | 225 WEST WACKER DR, STE 2330, CHICAGO IL 60602
SUCCESS POWER PROJECT | H0503 | HYDROELECTRIC | HYDRO |  | 1.4 | 1.4 | 1989-12-01 | SCE | TULARE | HIGHWAY 190 PORTERVILLE 92357 | 209-686-4716 | LOWER TULE RIVER IRRIGATION DISTRICT |  | 209-686-4716 | PO BOX 4388, WOODVILLE CA 93258 | LOWER TULE RIVER IRRIGATION DISTRICT | ROGER ROBB | 209-784-2598 | PO BOX 4388, WOODVILLE CA 93258
SUTTER'S MILL | H0504 | HYDROELECTRIC | HYDRO |  | 0.15 |  | 1985-06-25 | PG&E | SHASTA | SHINGLETOWN | [5 empty] | FRED N SUTTER, JR. | FRED SUTTER | 916-474-3575 | PO BOX 137, SHINGLETOWN 96088
SWISS AMERICA (OLD BELL POWERHOUSE) | H0368 | HYDROELECTRIC | HYDRO |  | 0.1 |  | 1985-12-23 | PG&E | PLACER | AUBURN | [5 empty] | SWISS-AMERICAN CO | ROBERT D. SUTTER | 916-272-4640 | 124 OAKWOOD DR, STE D, AUBURN 95603
T & G HYDRO | H0506 | HYDROELECTRIC | HYDRO |  | 0.34 |  | 1984-10-15 | PG&E | SHASTA | WHITMORE | [5 empty] | T & G HYDRO | H. WARD GANDY | 916-244-6480 | 5163 SURRY DR, REDDING 96002
TEMESCAL SMALL CONDUIT | H0509 | HYDROELECTRIC | HYDRO | HYDRAULIC TURBINE - PIPELINE | 3 | 2.9 | 1983-07-01 | SCE | RIVERSIDE | CORONA 91720 |  | METROPOLITAN WATER DISTRICT | R.H. GREEN |  | PO BOX 54153 - TERMINAL ANNEX, LOS ANGELES 90054 | METROPOLITAN WATER DISTRICT | GARY M. SNYDER | 213-250-6000 | PO BOX 54153 - TERMINAL ANNEX, LOS ANGELES 90054
THERMALITO DIVERSION | H0511 | HYDROELECTRIC | HYDRO | HYDRAULIC TURBINE - CONVENTIONAL | 3 | 3 | 1987-07-01 | OWID | BUTTE | 460 GLEN DRIVE OROVILLE 95965 |  | CDWR | R. WILLIAMS |  | PO BOX 1191, OROVILLE CA 95965 | CDWR | MIKE FORD | 916-324-6164 | 1416 9TH ST, PO BOX 388, SACRAMENTO 95802
THREE FORKS | H0512 | HYDROELECTRIC | HYDRO |  | 1.3 |  | 1993-04-01 | PG&E | TRINITY | ZENIA | [5 empty] | M&N BURGESS | NORMAN R. BURGES | 707-923-9653 | PO BOX 200, ZENIA 95595
THREE VALLEYS MWD (FULTON ROAD STATION) | H0513 | HYDROELECTRIC | HYDRO | P.R. STATION | 0.2 |  | 1987-02-01 | SCE | LOS ANGELES | ADDRESS CONFIDENTIAL POMONA 91767 |  | THREE VALLEYS MWD | CONFIDENTIAL | CONFIDENTIAL | CONFIDENTIAL | THREE VALLEYS M W D | RICHARD W. HANSEN | 714-623-6681 | 174 W MCKINLEY AVE, POMONA 91768
THREE VALLEYS MWD (MIRAMAR) | H0514 | HYDROELECTRIC | HYDRO | P.R. STATION | 0.52 |  | 1987-02-01 | SCE | LOS ANGELES | ADDRESS CONFIDENTIAL CLAREMONT 91768 |  | THREE VALLEYS MWD | CONFIDENTIAL | CONFIDENTIAL | CONFIDENTIAL | THREE VALLEYS M W D | JAMES HANSEN | 714-623-6681 | 174 W MCKINLEY AVE, POMONA 91768
THREE VALLEYS MWD (WILLIAMS AVE STATION) | H0515 | HYDROELECTRIC | HYDRO | P.R. STATION | 0.35 |  | 1987-02-01 | SCE | LOS ANGELES | ADDRESS CONFIDENTIAL LA VERNE 91750 |  | THREE VALLEYS MWD | CONFIDENTIAL | CONFIDENTIAL | CONFIDENTIAL | THREE VALLEYS M W D | JAMES HANSEN | 714-623-6681 | 174 W MCKINLEY AVE, POMONA 91768
TIGER CREEK #1-#2 | H0516 | HYDROELECTRIC | HYDRO |  | 58 | 51 | 1931-08-01 | PG&E | AMADOR | JACKSON 95642 | [5 empty] | PG&E | T. MORFORD | 415-973-7000 | 245 MARKET ST, SAN FRANCISCO 94177, NIIC
TOADTOWN | H0518 | HYDROELECTRIC | HYDRO |  | 1.5 | 1.8 | 1986-04-01 | PG&E | BUTTE | MAGALIA 95954 | [5 empty] | PG&E | T. MORFORD | 415-973-7000 | 245 MARKET ST, SAN FRANCISCO 94177, NIIC
TRINITY #1-#2 | H0520 | HYDROELECTRIC | HYDRO |  | 140 | 140 | 1964-12-01 | PG&E | TRINITY | REDDING |  | USBR | J.N. MOORE |  | MID-PACIFIC REGL, 2800 COTTAGE WY, SACRAMENTO CA95825 | USBR | R.K. PATTERSON | 916-979-2309 | MID-PACIFIC REGL, 2800 COTTAGE WY, SACRAMENTO CA95825
TULE RIVER #1-#2 | H0523 | HYDROELECTRIC | HYDRO |  | 6.4 | 8.6 | 1914-01-01 | PG&E | TULARE | SPRINGVILLE 93265 | [5 empty] | PG&E | T. MORFORD | 415-973-7000 | 245 MARKET ST, SAN FRANCISCO 94177, NIIC
TULLOCH #1-#2 | H0527 | HYDROELECTRIC | HYDRO |  | 18 | 17.2 | 1958-06-01 | PG&E | CALAVERAS | KNIGHTS FERRY 95361 | [5 empty] | O&SSJID | D.B. THOMPSON | 209-965-3996 | PO BOX 1158, PINECREST 95364
TUNNEL HILL | H0529 | HYDROELECTRIC | HYDRO |  | 0.6 |  | 1983-12-30 | PG&E | EL DORADO | 6425 MAIN STREET GOERGETOWN 95634 |  | GEORGETOWN PUBLIC UTILITY DISTRICT |  | 916-333-4356
TURLOCK LAKE #1-#3 | H0530 | HYDROELECTRIC | HYDRO |  | 3.3 | 3.3 | 1980-07-01 | TID | STANISLAUS | 21642 DAVIS ROAD HICKMAN 95323 |  | TID | D.L. FALK | 209-883-8300 | 333 E CANAL DR, BOX 949, TURLOCK CA 95381 | TID | P. ELIAS | 209-883-8300 | 333 EAST CANAL DR, PO BOX 949, TURLOCK CA 95380
TURNIP | H0531 | HYDROELECTRIC | HYDRO | HYDRAULIC TURBINE - CONVENTIONAL | 0.4 | 0.4 | 1964-10-01 | IID | IMPERIAL | BRAWLEY 92227 |  | IID | R.A. MCCULLOUGH | 619-339-9477 | 333 E BARIONI BLVD, BOX 937, IMPERIAL 92251 | IID | R.A. MCCULLOUGH | 619-339-9477 | 333 E BARIONI BLVD, BOX 937, IMPERIAL 92251
UNION VALLEY | H0532 | HYDROELECTRIC | HYDRO |  | 47 | 47 | 1963-10-01 | SMUD | EL DORADO | [6 empty] | SMUD | JOHN HILTZ | 916-452-3211 | 6201 S ST, SACRAMENTO 95817, PO BOX 15830, 95852-1830
UNITED HYDRO (SAN LUIS BYPASS) | H0453 | HYDROELECTRIC | HYDRO |  | 0.675 |  | 1986-02-01 | PG&E | MERCED | LOS BANOS | [5 empty] | CCID | MIKE PORTER | 209-826-1421 | 1335 WEST 'I' ST, PO BOX 1231, LOS BANOS 93635
UNITED HYDRO (WOLFSEN BYPASS) | H0572 | HYDROELECTRIC | HYDRO |  | 1 | 1 | 1986-02-01 | PG&E | MERCED | ADDRESS CONFIDENTIAL LOS BANOS | [5 empty] | CCID | MIKE PORTER | 209-826-1421 | 1335 WEST 'I' ST, PO BOX 1231, LOS BANOS 93635
UPPER DAWSON | H0535 | HYDROELECTRIC | HYDRO |  | 6 | 6 | 1983-11-01 | TID | TUOLUMNE | 707 LA GRANGE DAM ROAD LA GRANGE 95329 |  | TID | D.L. FALK | 209-883-8300 | 333 E CANAL DR, BOX 949, TURLOCK CA 95381 | TID | ERNEST GEDDES | 209-883-8211 | 333 EAST CANAL DR, PO BOX 949, TURLOCK CA 95380
UPPER GORGE | H0536 | HYDROELECTRIC | HYDRO | HYDRAULIC TURBINE - PIPELINE | 37.5 | 37.5 | 1953-06-01 | LADWP | MONO | OWENS RIVER, 21.8 MILES NORTH OF BISHOP, S. OF LAKE CROWLEY BISHOP 93514 |  | LADWP | L.L. BRINK |  |  | LADWP | WILLIAM MCCARLEY | 213-481-4211 | 111 N. HOPE ST, LOS ANGELES CA 90051-0100
UTICA | H0538 | HYDROELECTRIC | HYDRO |  | 3.6 |  | 1953-12-01 | PG&E | CALAVERAS | [6 empty] | NCPA | LARRY JONES | 916-781-3636 | 180 CIRBY WAY, ROSEVILLE CA 95678
VALLEY VIEW | H0539 | HYDROELECTRIC | HYDRO | HYDRAULIC TURBINE - PIPELINE | 3.9 | 4.1 | 1985-11-01 | SCE | ORANGE | YORBA LINDA 92686 |  | METROPOLITAN WATER DISTRICT | E.A. RIGDON |  | PO BOX 54153 - TERMINAL ANNEX, LOS ANGELES 90054 | METROPOLITAN WATER DISTRICT | GARY M. SNYDER | 213-250-6000 | PO BOX 54153 - TERMINAL ANNEX, LOS ANGELES 90054
VENICE SMALL CONDUIT | H0541 | HYDROELECTRIC | HYDRO | HYDRAULIC TURBINE - PIPELINE | 10 | 10.1 | 1982-08-01 | SCE | LOS ANGELES | ADDRESS CONFIDENTIAL CULVER CITY 90230 |  | METROPOLITAN WATER DISTRICT | E. CULVER |  | PO BOX 54153 - TERMINAL ANNEX, LOS ANGELES 90054 | METROPOLITAN WATER DISTRICT | EVAN GRIFFITH | 213-250-6000 | PO BOX 54153 - TERMINAL ANNEX, LOS ANGELES 90054
VERDUGO | H0542 | HYDROELECTRIC | HYDRO |  | 0.4 |  | 1984-12-01 | SCE | LOS ANGELES | [6 empty] | CITY OF GLENDALE | WILLIAM H. FELL | 818-956-2107 | 119 NORTH GLENDALE AVE, GLENDALE 91206
VOLTA 1 | H0545 | HYDROELECTRIC | HYDRO |  | 9 | 8.6 | 1980-04-01 | PG&E | SHASTA | MANTONWISHOR ROAD MANTON 96059 | [5 empty] | PG&E | T. MORFORD | 415-973-7000 | 245 MARKET ST, SAN FRANCISCO 94177, NIIC
VOLTA 2 | H0546 | HYDROELECTRIC | HYDRO |  | 0.956 | 1 | 1981-10-01 | PG&E | SHASTA | MANTONWISHOR ROAD MANTON 96059 | [5 empty] | PG&E | T. MORFORD | 415-973-7000 | 245 MARKET ST, SAN FRANCISCO 94177, NIIC
W.E.A. BAKER CREEK(ALBERT & BETTY HUNT) | H0547 | HYDROELECTRIC | HYDRO |  | 1.5 |  | 1987-12-10 | PG&E | HUMBOLDT | BRIDGEVILLE | [5 empty] | ALBERT HUNT & BAKER STATON ASSOCIATION | DELL KEEHN |  | 11225 SE 6TH ST, STE 100, BELLEVUE, WA 98004
WALNUT VALLEY WATER DISTRICT (#1) | H0553 | HYDROELECTRIC | HYDRO | P.R. STATION | 0.125 |  | 1984-10-17 | SCE | LOS ANGELES | ADDRESS CONFIDENTIAL POMONA 91767 |  | WALNUT VALLEY WATER DISTRICT | EDMUND M. BIEDERMAN | 818-964-6551 | 271 S BREA CANYON RD, PO BOX 508, WALNUT 91789 | WALNUT VALLEY WATER DISTRICT | EDMUND M. BIEDERMAN | 909-595-7554 | 271 S BREA CANYON RD, PO BOX 508, WALNUT 91789
WARM SPRINGS DAM | H0485 | HYDROELECTRIC | HYDRO |  | 2.6 | 2.6 | 1988-12-22 | PG&E | SONOMA | 3333 SKAGGS SPRING ROAD GEYSERVILLE 95441 | [5 empty] | SCWA | ROBERT F. BEACH | 707-526-5370 | 2150 WEST COLLEGE AVE, PO BOX 11628, SANTA ROSA 95401
WEBB MORROW | H0402 | HYDROELECTRIC | HYDRO |  | 0.1 |  | 1983-10-14 | PG&E | SHASTA | MILLVILLE | [5 empty] | WEBB MORROW | JOHN STONE | 916-547-3255 | 19301 S COW CREEK RD, MILLVILLE 96062
WEBER DAM | H0169 | HYDROELECTRIC | HYDRO |  | 0.175 |  | 1984-07-27 | PG&E | EL DORADO | PLACERVILLE | [5 empty] | EDID | FRED MCKAIN | 916-662-4534 | 2890 MOSQUITO RD, PO BOX 1608, PLACERVILLE 95667
WEST POINT | H0558 | HYDROELECTRIC | HYDRO |  | 14.5 | 13.6 | 1948-11-01 | PG&E | AMADOR | JACKSON 95642 | [5 empty] | PG&E | T. MORFORD | 415-973-7000 | 245 MARKET ST, SAN FRANCISCO 94177, NIIC
WFA STATION 1 | H0548 | HYDROELECTRIC | HYDRO | P.R. STATION | 0.224 |  | 1994-08-26 | SCE | SAN BERNARDINO | UPLAND | [5 empty] | WATER FACILITY AUTH-A JPA | DANIEL A. BOWERS | 714-981-9454 | 1775 BENSON AVE, UPLAND 91786
WHISKEYTOWN DAM INSKIP | H0564 | HYDROELECTRIC | HYDRO |  | 0.8 | 3.2 | 1986-12-01 | REDDING | SHASTA | REDDING |  | CITY OF REDDING | LYLE L HURLEY | 916-225-4060 | 760 PARKVIEW AVE, REDDING 96001 | CITY OF REDDING | R. CHRISTOFERSON | 916-225-4060 | 760 PARKVIEW AVE, REDDING 96001
WHITE ROCK #1-#2 | H0565 | HYDROELECTRIC | HYDRO |  | 224 | 230 | 1968-06-01 | SMUD | EL DORADO |  |  | SMUD | MERVYN YOUNG | 916-644-2013 | 6201 S ST, SACRAMENTO 95817, PO BOX 15830, 95852-1830 | SMUD | LARRY HUDDLE | 916-732-5843 | 6201 S ST, SACRAMENTO 95817, PO BOX 15830, 95852-1830
WHITEWATER | H0136 | HYDROELECTRIC | HYDRO | RUN-OF-RIVER | 1 |  | 1986-04-10 | SCE | RIVERSIDE | 79 WHITEWATER CANYON DRIVE WHITEWATER 92282 |  | DESERT WATER AGENCY | CONFIDENTIAL | CONFIDENTIAL | CONFIDENTIAL | DESERT WATER AGENCY | JACK OBERLE | 619-323-4971 | PO BOX 1710, PALM SPRINGS 92263
WILLIAM E. WARNE #1-#2 | H0567 | HYDROELECTRIC | HYDRO | HYDRAULIC TURBINE - CONVENTIONAL | 76 | 75 | 1982-11-01 | SCE | LOS ANGELES | 31849 NORTH LAKE HUGHES ROAD CASTAIC 91310 |  | CDWR | L. LONG |  | PO BOX 98, CASTAIC CA 91310 | CDWR | JAMES SNOW | 916-324-6164 | 1416 9TH ST, PO BOX 388, SACRAMENTO 95802
WISE #1-#2 | H0569 | HYDROELECTRIC | HYDRO |  | 17.1 | 14.9 | 1917-03-01 | PG&E | PLACER | AUBURN | [5 empty] | PG&E | T. MORFORD | 415-973-7000 | 245 MARKET ST, SAN FRANCISCO 94177, NIIC
WOODLEAF | H0573 | HYDROELECTRIC | HYDRO |  | 49 | 52.2 | 1963-11-01 | PG&E | BUTTE | OROVILLE |  | OWID | ROBERT WARKA |  | PO BOX 581, OROVILLE CA 95965 | OWID | MICHAEL GLAZE | 916-533-4578 | 2310 ORO QUINCY HWY, PO BOX 581, OROVILLE 95965
WOODWARD | H0489 | HYDROELECTRIC | HYDRO |  | 2.85 | 2.85 | 1982-04-16 | PG&E | STANISLAUS | OAKDALE 95361 | [5 empty] | SSJID | NOEL NEGLEY | 209-823-3101 | 11011 EAST HWY 120, MANTECA 95336
WTP NO 2 SUPPLY LINE | H0550 | HYDROELECTRIC | HYDRO |  | 1.25 |  | 1993-05-01 | PG&E | ALAMEDA | [6 empty] | ALAMEDA COUNTY WATER DIST. | JAMES D. BEARD | 415-659-1970 | 43885 SOUTH GRIMMER BLVD, FREMONT 94537
YORBA LINDA FEEDER | H0577 | HYDROELECTRIC | HYDRO | HYDRAULIC TURBINE - PIPELINE | 5.1 | 5.1 | 1981-11-01 | SCE | ORANGE | YORBA LINDA 92686 |  | METROPOLITAN WATER DISTRICT | E. A. RIGDON |  | PO BOX 54153 - TERMINAL ANNEX, LOS ANGELES 90054 | METROPOLITAN WATER DISTRICT | GARY M. SNYDER | 213-964-6551 | PO BOX 54153 - TERMINAL ANNEX, LOS ANGELES 90054
CASTAIC #1-#7 | H0090 | HYDROELECTRIC | HYDRO - PUMPED STORAGE |  | 1495 | 1349 | 1972-02-09 | LADWP | LOS ANGELES | 37700 TEMPLILN HIGHWAY CASTAIC 91384 | 805-257-3573 | LADWP | R.E. BRUCE | 805-294-3221 | 1416 9TH ST, PO BOX 388, SACRAMENTO 95802 | LADWP | WILLIAM MCCARLEY | 213-481-4211 | 111 N. HOPE ST, LOS ANGELES CA 90051-0100
EASTWOOD | H0161 | HYDROELECTRIC | HYDRO - PUMPED STORAGE |  | 207 | 199.8 | 1988-01-01 | SCE | FRESNO | SHAVER LAKE 93664 |  | SCE | H.G. HUTCHENS |  |  | SCE | THOMAS PAGE | 818-302-1212 | PO BOX 800 ROSEMEAD CA 91770
EDWARD G. HYATT #1-#6 | H0164 | HYDROELECTRIC | HYDRO - PUMPED STORAGE |  | 784.8 | 644.4 | 1968-03-01 | PG&E | BUTTE | 460 GLEN DRIVE OROVILLE 95965 |  | CDWR | R. WILLIAMS |  | PO BOX 1191, OROVILLE CA 95965 | CDWR | MIKE FORD | 916-324-6164 | 1416 9TH ST, BOX 942836, SACRAMENTO CA 94236-0001
GIANELLI #1-#8 | H0452 | HYDROELECTRIC | HYDRO - PUMPED STORAGE |  | 401 | 424 | 1968-09-01 | PG&E | MERCED | 31770 WEST HIGHWAY 152 SANTA NELLA 95322 | 209-826-0718 | USBR | J.N. MOORE |  | MID-PACIFIC REGL, 2800 COTTAGE WY, SACRAMENTO CA95825 | CDWR (55%), USBR (45%) | CDWR: D.N. KENNEDY | 916-653-5791 | CDWR: 1416 9TH ST, BOX 942836, SACRAMENTO CA 94236-0001
HELMS #1-#3 | H0229 | HYDROELECTRIC | HYDRO - PUMPED STORAGE |  | 1212 | 1053 | 1984-06-01 | PG&E | FRESNO | 57800 MCKINLEY GROVE RD SHAVER LAKE 93664 | 209-488-7898 |  |  |  |  | PG&E | T. MORFORD | 415-973-7000 | 245 MARKET ST, SAN FRANCISCO 94177, NIIC
O'NEILL #1-#6 | H0363 | HYDROELECTRIC | HYDRO - PUMPED STORAGE |  | 14.4 | 25.2 | 1967-09-01 | PG&E | MERCED | LOS BANOS |  | USBR | J.N. MOORE |  | MID-PACIFIC REGL, 2800 COTTAGE WY, SACRAMENTO CA95825 | USBR | R.K. PATTERSON | 916-979-2309 | MID-PACIFIC REGL, 2800 COTTAGE WY, SACRAMENTO CA95825
THERMALITO #1-#4 | H0510 | HYDROELECTRIC | HYDRO - PUMPED STORAGE |  | 105.1 | 115.1 | 1968-11-01 | OWID | BUTTE | 460 GLEN DRIVE OROVILLE 95965 |  | CDWR | R. WILLIAMS |  | PO BOX 1191, OROVILLE CA 95965 | CDWR | MIKE FORD | 916-324-6164 | 1416 9TH ST, PO BOX 388, SACRAMENTO 95802
TOTAL: |  |  |  |  | 13893.139
SAN ONOFRE #2-#3 (#1 RETIRED) | N0002 | NUCLEAR | NUCLEAR | URANIUM | 2150 | 2254 | 1968-01-01 | SDG&E | SAN DIEGO | HWY 101 NUCLEAR GENERATING STATION, 14300 MESA ROAD W 40 SAN CLEMENTE 92672 | 714-492-8303 | SCE | CARLOS J. MONTEZ | 818-302-9320 | 2244 WALNUT GROVE AVE, ROOM 405, ROSEMEAD 91770 | SCE/75%, SDG&E/20%, ANHM 3.2%, RIV/1.8% | SCE: J.T. REILLY | 818-302-1212 | SCE: PO BOX 800, ROSEMEAD CA 91770
DIABLO CANYON #1-#2 | N0001 | NUCLEAR | NUCLEAR - URANIUM |  | 2160 | 2301 | 1985-05-01 | PG&E | SAN LUIS OBISPO | AVILA ROAD, BETWEEN MONTANO DE ORO & 9 M NW AVILA BEACH, FROM HWY 101 AVILA BEACH 93424 | 805-545-6000 | PG&E | R.P. POWERS |  | PO BOX 56, AVILA BEACH, CA 93424 | PG&E | G. RUEGER | 415-973-7000 | 77 BEALE ST, SAN FRANCISCO 94105
DIESELS #1-#5 | G0174 | OIL/GAS | OIL/GAS - DIESEL |  | 26 |  |  | VERNON | LOS ANGELES | 2705 SOTO STREET VERNON 90058
DOWNIEVILLE | G0178 | OIL/GAS | OIL/GAS - DIESEL | COMBUSTION TURBINE | 0.7 | 0.8 | 1966-01-01 | PG&E | SIERRA | BUILDING 6190 LAVASSOLA ROAD DOWNIEVILLE |  |  |  |  | 343 SACRAMENTO ST, AUBURN CA 95603
KINGS BEACH #1-#6 | G0294 | OIL/GAS | OIL/GAS - DIESEL | INTERNAL COMBUSTION | 15.6 | 16.5 | 1969-01-01 | SPPC | PLACER | OFF STATE RT 431, 36 MI SW OF RENO KINGS BEACH |  | SPPC |  | 702-689-4011 | 6100 NEIL RD, PO BOX 10100, RENO NV 89520-0400 | SPPC | MIKE PORTER | 702-689-4011 | 6100 NEIL RD, PO BOX 10100, RENO NV 89520-0400
PORTOLA #1-#3 | G0461 | OIL/GAS | OIL/GAS - DIESEL | INTERNAL COMBUSTION | 5.4 | 6 | 1960-01-01 | SPPC | PLUMAS | OFF STATE RT 70, 68 MI NW OF RENO PORTOLA |  | SPPC |  | 702-689-4011 | 6100 NEIL RD, PO BOX 10100, RENO NV 89520-0400 | SPPC | MIKE PORTER | 702-689-4011 | 6100 NEIL RD, PO BOX 10100, RENO NV 89520-0400
BRAWLEY GT1 - GT2 | G0059 | OIL/GAS | OIL/GAS - DISTILLATE OIL | COMBUSTION TURBINE | 18 | 22 | 1962-07-01 | IID | IMPERIAL | 750 DOGWOOD ROAD BRAWLEY 92227 |  | IID | R.A. MCCULLOUGH | 619-339-9477 | 333 E BARIONI BLVD, BOX 937, IMPERIAL 92251 | IID | R.A. MCCULLOUGH | 619-339-9477 | 333 E BARIONI BLVD, BOX 937, IMPERIAL 92251
DIVISION | G0175 | OIL/GAS | OIL/GAS - DISTILLATE OIL | COMBUSTION TURBINE | 16 | 21.2 | 1968-11-01 | SDG&E | SAN DIEGO | HARBOR DR & VESTA SAN DIEGO 92113 |  | SDG&E | THOMAS PAGE | 619-696-2000 | 101 ASH ST, SAN DIEGO CA 92101 | SDG&E | THOMAS PAGE | 619-696-2000 | 101 ASH ST, SAN DIEGO CA 92101
EL CAJON | G0189 | OIL/GAS | OIL/GAS - DISTILLATE OIL | COMBUSTION TURBINE | 16 | 21.2 | 1968-11-01 | SDG&E | SAN DIEGO | 800 WEST MAIN STREET EL CAJON 92020 |  | SDG&E | THOMAS PAGE | 619-696-2000 | 101 ASH ST, SAN DIEGO CA 92101 | SDG&E | THOMAS PAGE | 619-696-2000 | 101 ASH ST, SAN DIEGO CA 92101
ELLWOOD | G0195 | OIL/GAS | OIL/GAS - DISTILLATE OIL | COMBUSTION TURBINE | 48 | 56.7 | 1974-08-01 | SCE | SANTA BARBARA | LAS ARMAS ROAD GOLETA 93030 | [5 empty] | HOUSTON INDUSTRIES
MCCLURE #1-#2 | G0336 | OIL/GAS | OIL/GAS - DISTILLATE OIL | COMBUSTION TURBINE | 122 | 122 | 1980-01-01 | MID | STANISLAUS | 639 S. MCCLURE RD MODESTO 95354 |  | MID | GREGORY SALYER | 209-526-7616 | 920 WOODLAND AVE, MODESTO CA 95351 | MID | GREGORY SALYER | 209-526-7616 | 920 WOODLAND AVE, MODESTO CA 95351
OAKLAND #1-#3 | G0406 | OIL/GAS | OIL/GAS - DISTILLATE OIL | GAS COMBUSTION TURBINE | 153 | 201.3 | 1978-11-01 | PG&E | ALAMEDA | 50 GROVE STREET OAKLAND 94604 |  |  | PG&E |  | 1000 EAVANS AVE, SAN FRANCISCO 94124 | DUKE ENERGY
CHIQUITA WATER RECLAMATION PLANT | G0110 | OIL/GAS | OIL/GAS - METHANE | RECIPROCATING | 0.27 | 0.27 | 1988-03-01 | SDG&E | ORANGE | 28793 ORTEGA HWY. SAN JUAN CAPISTRANO 92675 | 714-493-5225 |  |  |  |  | SANTA MARGARITA WATER DISTRICT | CONFIDENTIAL | CONFIDENTIAL | CONFIDENTIAL
939 COAST MANAGEMENT | G0004 | OIL/GAS | OIL/GAS - NATURAL GAS (COGEN) | RECIPROCATING | 0.23 | 0.23 | 1987-01-30 | SDG&E | SAN DIEGO | ADDRESS CONFIDENTIAL LA JOLLA 92037 | [5 empty] | ONSITE ENERGY | CONFIDENTIAL | CONFIDENTIAL | CONFIDENTIAL
AERA (COALINGA) | G0557 | OIL/GAS | OIL/GAS - NATURAL GAS (COGEN) | GAS TURBINE/HEAT RECOVERY STEAM GENERATR | 8.5 | 8.5 | 1988-06-03 | PG&E | FRESNO | 34395 OIL CITY ROAD COALINGA 93210 | 209-935-1789 | AERA |  |  |  | AERA | JIM | 805-326-5497
AERA (N. MIDWAY SUNSET) | G0556 | OIL/GAS | OIL/GAS - NATURAL GAS (COGEN) |  | 3.5 | 3.5 | 1988-06-19 | PG&E | KERN | MOCAL ROAD AND MID OIL ROAD BAKERSFIELD |  | AERA |  |  |  | AERA | JIM | 805-326-5497
AERA (SE KERN RIVER) | G0558 | OIL/GAS | OIL/GAS - NATURAL GAS (COGEN) |  | 34.468 | 34.468 | 1989-01-31 | PG&E | KERN | 5060 CALIFORNIA AVENUE BAKERSFIELD 93309 | 805-326-5441 | AERA |  |  |  | AERA | JIM | 805-326-5497
AES PLACERITA | G0006 | OIL/GAS | OIL/GAS - NATURAL GAS (COGEN) | COMBUSTION TURBINE TOPPING CYCLE | 110 |  | 1988-07-01 | SCE | LOS ANGELES | 20885 PLACERITA CANYON ROAD NEWHALL 91321 | 805-254-8970 | AES PLACERITA INC |  | 805-254-8970 | 20885 PLACERITA CANYON, NEWHALL CA 91321 | AES CORPORTATION, APPLIED ENERGY SERVICE | ROGER SANT | 703-358-0508 | 1001 N. 19TH ST, STE 2000, ARLINGTON VA 22209
AGNEWS STATE HOSPITAL | G0221 | OIL/GAS | OIL/GAS - NATURAL GAS (COGEN) |  | 36.1 | 36.1 | 1990-10-19 | PG&E | SANTA CLARA | 3530 ZANKER ROAD SAN JOSE 95134-2200 | 408-456-2690 | CALPINE CORPORATION | TOM CONROOD/COONROD | 408-456-2690 | 3530 ZANKER RD., SAN JOSE CA 95134-2200 | CALPINE CORPORATION | ANGELO URBANI | 408-995-5115 | 50 WEST SAN FERNANDO, 5TH FLOOR, SAN JOSE CA 95113
ALAMEDA #1-#2 | G0379 | OIL/GAS | OIL/GAS - NATURAL GAS | COMBUSTION TURBINE | 49.9 | 50.4 | 1986-05-01 | PG&E | ALAMEDA | 2900 MAIN STREET ALAMEDA 94501 |  | NCPA | M. ARGENTINE |  |  | NCPA 75%, CSC 25% | NCPA: M.W. MCDONALD | 916-781-3636 | NCPA: 180 CIRBY WAY, ROSEVILLE CA 95678
ALL METALS PROCESSING OF ORANGE COUNTY | G0013 | OIL/GAS | OIL/GAS - NATURAL GAS (COGEN) | GAS-FUELED RECIPROCATING ENGINE | 0.175 |  | 1994-10-05 | SCE | ORANGE | 8401 STANDUSTRIAL STANTON 90680 |  | ALL METALS PROCESSING COMPANY | STEVE PETERS | 714-828-8238 | 8401 STANDUSTRIAL 90680
ALLIANT FOOD | G0015 | OIL/GAS | OIL/GAS - NATURAL GAS (COGEN) | RECIP | 0.29 | 0.29 | 1983-06-21 | SDG&E | SAN DIEGO | ADDRESS CONFIDENTIAL SAN DIEGO 92145 |  | MOCERI PRODUCE INC. |  | 619-221-4121 |  | KRAFT FOOD SERVICES | CONFIDENTIAL | CONFIDENTIAL | CONFIDENTIAL
ALMOND POWER PLANT | G0016 | OIL/GAS | OIL/GAS - NATURAL GAS | COMBINED CYCLE | 49 | 49.9 |  | TID | STANISLAUS | 4500 CROWS LANDING ROAD CERES | [5 empty] | TID | ERNEST GEDDES | 209-883-8211 | 333 EAST CANAL DR, PO BOX 949, TURLOCK CA 95380
AMERICAN #1 | G0019 | OIL/GAS | OIL/GAS - NATURAL GAS (COGEN) |  | 120 | 120 | 1989-03-14 | PG&E | MONTEREY | 750 METZ ROAD KING CITY 93930 | 408-385-4090 | UTILCO GROUP | BOB CALLERY | 108-385-4090 | 750 METZ RD, KING CITY CA 93930 | CALPINE CORPORATION
AMERICAN CORNERSTONE (HOLIDAY INN) | G0022 | OIL/GAS | OIL/GAS - NATURAL GAS (COGEN) | GAS-FUELED RECIPROCATING ENGINE | 0.15 |  | 1988-06-01 | SCE | ORANGE | ADDRESS CONFIDENTIAL FULLERTON 92634 |  | G.G. FULLERTON HOLIDAY INN | CONFIDENTIAL | CONFIDENTIAL | CONFIDENTIAL | INTEGRATED TOTAL EGY | CONFIDENTIAL | CONFIDENTIAL | CONFIDENTIAL
AMERICAN MCGAW ST1 & GT1 | G0023 | OIL/GAS | OIL/GAS - NATURAL GAS (COGEN) | STEAM TURBINE & GAS TURBINE | 8.6 |  | 1981-10-01 | SCE | ORANGE | 2525 MCGAW AVENUE (INTERSECTS: JAMBOREE RD) IRVINE 92714 | 714-660-2000 | AMERICAN MC GAW | CONFIDENTIAL | CONFIDENTIAL | CONFIDENTIAL | AMERICAN MC GAW | CONFIDENTIAL | CONFIDENTIAL | CONFIDENTIAL
AMERICAN PRIVATE VENTURES - QUEEN MARY | G0025 | OIL/GAS | OIL/GAS - NATURAL GAS (COGEN) | GAS-FUELED RECIPROCATING ENGINE | 1 |  | 1989-03-30 | SCE | LOS ANGELES | ADDRESS CONFIDENTIAL LONG BEACH 90801 |  | AMERICAN PRIVATE POWER | CONFIDENTIAL | CONFIDENTIAL | CONFIDENTIAL | WRATHER PORT PRPTIES | CONFIDENTIAL | CONFIDENTIAL | CONFIDENTIAL
ANAHEIM GAS TURBINE | G0026 | OIL/GAS | OIL/GAS - NATURAL GAS | COMBUSTION TURBINE, METHANE | 49.2 | 46.4 | 1990-11-28 | ANAHEIM | ORANGE | 1144 N KRAEMER BLVD ANAHEIM 92806 |  | ANAHEIM PUBLIC UTILTIES DEPT. | R.E. BUTRYN |  | 201 S. ANAHEIM BLVD, BOX 3222, ANAHEIM 92805 | CITY OF ANAHEIM | GRAHAM BOWEN | 714-666-2044 | 201 S. ANAHEIM BLVD, ANAHEIM CA 92805
ANDERSON LITOGRAPH COMPANY | G0028 | OIL/GAS | OIL/GAS - NATURAL GAS (COGEN) | GAS TURBINE COMBINED CYCLE | 5 |  | 1994-11-01 | SCE | LOS ANGELES | 6802 ACCO STREET COMMERCE 90040 | 213-888-0096 |  | YVETTE INIGUEZ | 213-888-0096 | 6802 ACCO ST, COMMERCE 90040
ARCO FEE A | G0595 | OIL/GAS | OIL/GAS - NATURAL GAS (COGEN) | GAS TURBINE | 7.45 | 7.45 | 1986-06-25 | PG&E | KERN | 1/2 MILE EAST OF BAKERSFIELD-GLENVILLE RD, 1 MILE NORTH JAMES ROAD OILDALE 93308 |  | ARCO | MICHAEL STAHL | 805-321-4307 | PO BOX 147, BAKERSFIELD CA 93302 | ARCO | LODWRICK M. COOK | 213-486-3511 | 515 SOUTH FLOWER ST, LOS ANGELES CA 90071
ARCO FEE B | G0596 | OIL/GAS | OIL/GAS - NATURAL GAS (COGEN) | GAS TURBINE | 3.725 | 3.725 | 1987-04-28 | PG&E | KERN | 1/2 MILE EAST OF BAKERSFIELD-GLENVILLE RD, 1 MILE NORTH JAMES ROAD OILDALE 93308 |  | ARCO | MICHAEL STAHL | 805-321-4307 | PO BOX 147, BAKERSFIELD CA 93302 | ARCO | LODWRICK M. COOK | 213-486-3511 | 515 SOUTH FLOWER ST, LOS ANGELES CA 90071
ARCO FEE C | G0597 | OIL/GAS | OIL/GAS - NATURAL GAS (COGEN) | GAS TURBINE | 7.45 | 7.45 | 1987-02-26 | PG&E | KERN | 2 MILES EAST OF BAKERSFIELD-GLENVILLE RD, 2 MILES NORTH JAMES ROAD OILDALE 93308 |  | ARCO | MICHAEL STAHL | 805-321-4307 | PO BOX 147, BAKERSFIELD CA 93302 | ARCO | LODWRICK M. COOK | 213-486-3511 | 515 SOUTH FLOWER ST, LOS ANGELES CA 90071
ARCO OXFORD COGEN | G0031 | OIL/GAS | OIL/GAS - NATURAL GAS (COGEN) |  | 5.2 | 5.2 | 1984-09-19 | PG&E | KERN | MOCAL ROAD AND CROCKER SPRING ROAD FELLOWS 93224 |  | ARCO | MICHAEL STAHL | 805-321-4307 | PO BOX 147, BAKERSFIELD CA 93302 | ARCO | LODWRICK M. COOK | 213-486-3511 | 515 SOUTH FLOWER ST, LOS ANGELES CA 90071
ARCO PETROLEUM PRODUCTS COMPANY | G0034 | OIL/GAS | OIL/GAS - NATURAL GAS (COGEN) | CATALYTIC CRACKER BOTTOMING CYCLE | 8 | 8 | 1985-05-01 | SCE | LOS ANGELES | 1801 EAST SUPULVEDA BLVD CARSON 90745 | 310-816-8100 | ARCO PETROLEUM PRODUCTS | CONFIDENTIAL | CONFIDENTIAL | CONFIDENTIAL | ACRO PETROLEUM PRODUCTS | CONFIDENTIAL | CONFIDENTIAL | CONFIDENTIAL
ARCO PLACERITA COGEN #1-#2 | G0032 | OIL/GAS | OIL/GAS - NATURAL GAS (COGEN) | I.C. TOPPING CYCLE | 43.52 | 43.52 | 1990-03-06 | SCE | LOS ANGELES | 25121 N.SIERRA HIGHWAY NEWHALL 91321 | 805-259-1493 | ARCO | CONFIDENTIAL | CONFIDENTIAL | CONFIDENTIAL | ARCO | LODWRICK M. COOK | 213-486-3511 | 515 SOUTH FLOWER ST, LOS ANGELES CA 90071
ARCO WATSON | G0035 | OIL/GAS | OIL/GAS - NATURAL GAS (COGEN) | COMBINED CYCLE/TOPPING CYCLE | 385 | 385 | 1988-04-01 | SCE | LOS ANGELES | 22850 SOUTH WILMINGTON AVENUE CARSON 90749 | 213-499-3200 | WATSON COGENERATION | CONFIDENTIAL | CONFIDENTIAL | CONFIDENTIAL | ARCO | LODWRICK M. COOK | 213-486-3511 | 515 SOUTH FLOWER ST, LOS ANGELES CA 90071
ASILOMAR | G0038 | OIL/GAS | OIL/GAS - NATURAL GAS (COGEN) |  | 0.55 |  | 1985-09-06 | PG&E | MONTEREY | 800 ASILOMAR BLVD PACIFIC GROVE 93950 |  | ASILOMAR OPERATIONAL COMPANY |  | 415-652-9040 | 1250 45TH ST, EMERYVILLE CA 94608
BADGER CREEK COGEN | G0040 | OIL/GAS | OIL/GAS - NATURAL GAS (COGEN) | GAS TURBINE | 48.094 | 48.094 | 1991-04-19 | PG&E | KERN | 5801 GRANITE ROAD (& OILFIELD ROAD) BAKERSFIELD 93308 | 805-392-9063 | DESTEC ENERGY | JEANNE BENEDETTI | 805-393-6885 | 34759 LENCIONI AVE, STE A, BAKERSFIELD 93308 | DESTEC ENERGY INC | ROBERT MCFEDRIES | 713-735-4000 | 2500 CITYWEST BLVD, STE 150, BOX 4411, HOUSTON TX 77042
BEAR MOUNTAIN COGEN | G0428 | OIL/GAS | OIL/GAS - NATURAL GAS (COGEN) | GAS TURBINE | 48.094 | 48.1 | 1995-04-03 | PG&E | KERN | 7001 CAMINO GRANDE DRIVE BAKERSFIELD 93306 |  | DESTEC ENERGY | JEANNE BENEDETTI | 805-393-6885 | 34759 LENCIONI AVE, STE A, BAKERSFIELD 93308 | DESTEC ENERGY INC | ROBERT MCFEDRIES | 713-735-4000 | 2500 CITYWEST BLVD, STE 150, BOX 4411, HOUSTON TX 77042
BENTLEY MILLS #1-#2 | G0048 | OIL/GAS | OIL/GAS - NATURAL GAS (COGEN) | GAS FUELED RECIPROCATING ENGINE | 0.8 |  |  | SCE | LOS ANGELES | ADDRESS CONFIDENTIAL INDUSTRY 9174 |  | BENTLEY MILLS | CONFIDENTIAL | CONFIDENTIAL | CONFIDENTIAL | BENTLEY MILLS | CONFIDENTIAL | CONFIDENTIAL | CONFIDENTIAL
BERRY PETROLEUM COGEN | G0638 | OIL/GAS | OIL/GAS - NATURAL GAS (COGEN) |  | 38 | 38 | 1986-12-08 | PG&E | KERN | 28601 HOVEY HILL ROAD (NEAR CADET ROAD, OFF HWY 33) TAFT 93268 | 805-769-8833 | UNIVERSITY COGEN |  | 805-769-8839 | PO BOX YY, HWY 33, TAFT CA 93268 | UNIVERSITY COGENERATION | JOHN ZANOT | 619-283-3188 | 4464 ALVARADO CANYON RD, SAN DIEGO 92120
BIOLA UNIVERSITY | G0054 | OIL/GAS | OIL/GAS - NATURAL GAS (COGEN) | GAS-FUELED RECIPROCATING ENGINE | 1.124 |  | 1990-04-11 | SCE | LOS ANGELES | 13800 BIOLA AVE. LA MIRADA 90639 | 310-903-6000 | BIOLA UNIVERSITY | CONFIDENTIAL | CONFIDENTIAL | CONFIDENTIAL | BIOLA UNIVERSITY | CONFIDENTIAL | CONFIDENTIAL | CONFIDENTIAL
BIXBY KNOLLS TOWERS | G0055 | OIL/GAS | OIL/GAS - NATURAL GAS (COGEN) | GAS-FUELED RECIPROCATING ENGINE | 0.124 |  | 1995-02-13 | SCE | LOS ANGELES | 3747 ATLANTIC AVE LONG BEACH | 310-426-6123
BORDEN CHEMICAL | G0057 | OIL/GAS | OIL/GAS - NATURAL GAS (COGEN) |  | 0.2 | 0.2 | 1988-11-02 | PG&E | ALAMEDA | 41100 BOYCE RD FREMONT 94538 | 510-657-4500 |  |  | 510-657-4500
BROADWAY #1-#3 | G0061 | OIL/GAS | OIL/GAS - NATURAL GAS | STEAM TURBINE | 150 | 150 | 1955-01-01 | PASADENA | LOS ANGELES | 130 WALLIS PASADENA 91105 |  | CITY OF PASADENA | G. WILSON |  | 130 WALLIS, PASADENA CA 91105 | CITY OF PASADENA | RUFUS HIGHTOWER | 818-405-4409 | 150 S LOS ROBLES AVE, STE 200, PASADENA CA 91101
BROOKSIDE HOSPITAL | G0062 | OIL/GAS | OIL/GAS - NATURAL GAS (COGEN) | INTERNAL COMBUSTION ENGINE | 0.949 | 0.96 | 1992-10-02 | PG&E | CONTRA COSTA | 2000 VALE ROAD SAN PABLO 94806 | 510-235-7000 | BROOKSIDE HOSPITAL |  |  | 2000 VALE RD, SAN PABLO CA 94806
BURBANK | G0063 | OIL/GAS | OIL/GAS - NATURAL GAS | COMBINED CYCLE | 42 |  |  | BURBANK | LOS ANGELES | 164 WEST MAGNOLIA BLVD BURBANK 91502 | 818-953-9640 |  |  |  |  | BURBANK | CONFIDENTIAL | CONFIDENTIAL | CONFIDENTIAL
BYRON POWER COMPANY | G0017 | OIL/GAS | OIL/GAS - NATURAL GAS (COGEN) |  | 6.5 | 6.5 | 1990-04-13 | PG&E | CONTRA COSTA | 4901 BRUNS ROAD BYRON 94514 | 209-832-1539 |  |  |  |  | FAYETTE KALINA
C & H SUGAR | G0509 | OIL/GAS | OIL/GAS - NATURAL GAS (COGEN) | GAS TURBINE | 16.25 | 16.25 |  | PG&E | CONTRA COSTA | 550 LORING CROCKETT 94525 | 510-787-4107
CAL POLY UNIVERSITY, POMONA | G0069 | OIL/GAS | OIL/GAS - NATURAL GAS (COGEN) | GAS-FUELED RECIPROCATING ENGINE | 0.115 |  | 1987-09-03 | SCE | LOS ANGELES | ADDRESS CONFIDENTIAL POMONA 91768 |  | CAL POLY - POMONA | CONFIDENTIAL | CONFIDENTIAL | CONFIDENTIAL | CAL POLY - POMONA | CONFIDENTIAL | CONFIDENTIAL | CONFIDENTIAL
CALIFORNIA INSTITUTE OF TECHNOLOGY | G0757 | OIL/GAS | OIL/GAS - NATURAL GAS (COGEN) |  | 4.2 | 5.3 | 1984-03-01 | SCE | LOS ANGELES | 950 SOUTH WILSON ST PASADENA 91125 | 818-395-6571 |  |  |  |  | CALIFORNIA INSTITUTE OF TECHNOLOGY |  | 818-395-6811 | 1200 EAST CALIFORNIA BLVD, PASADENA CA 91125
CALIFORNIA MEDICAL FACILITY | G0072 | OIL/GAS | OIL/GAS - NATURAL GAS (COGEN) |  | 1.5 | 2.5 |  | PG&E | SOLANO | VACAVILLE PRISON, 1600 CALIFORNIA DRIVE VACAVILLE 95687 | 707-448-6841
CALPINE MONTEREY COGEN | G0661 | OIL/GAS | OIL/GAS - NATURAL GAS (COGEN) |  | 28.5 | 28.5 | 1990-04-27 | PG&E | SANTA CRUZ | 831 WALKER STREET WATSONVILLE 95076 | 408-761-5355 | WATSONVILLE COGENERATION | ELAINE WEAVERS | 801-363-2520 | 257 EAST 200 SOUTH, STE 800, SALT LAKE CITY UT 84111 | CALPINE
CAMPBELL SOUP (SPAC) | G0076 | OIL/GAS | OIL/GAS - NATURAL GAS (COGEN) | COMBUSTION TURBINE WITH WASTE HEAT | 155 | 146 | 1998-06-01 | SMUD | SACRAMENTO | 6200 FRANKLIN BLVD SACRAMENTO 95824 |  | SMUD |  |  | 6201 S ST, SACRAMENTO 95817, PO BOX 15830, 95852-1830 | SIEMENS VENTURE SACRAMENTO & SACRAMENTO
CARDINAL COGENERATION | G0080 | OIL/GAS | OIL/GAS - NATURAL GAS (COGEN) |  | 49.9 | 49.9 | 1988-02-20 | PG&E | SANTA CLARA | BLDG 14-105 STANFORD UNIVERSITY STANFORD 94305-4114 | 408-723-4451
CARSON COGENERATION COMPANY | G0084 | OIL/GAS | OIL/GAS - NATURAL GAS (COGEN) | GAS TURBINE COMBINED CYCLE | 50.4 |  | 1989-12-22 | SCE | LOS ANGELES | 17171 SOUTH CENTRAL AVENUE CARSON 90746 | 310-635-9827 | CARSON COGENERATION COMPANY | CONFIDENTIAL | CONFIDENTIAL | CONFIDENTIAL | CARSON COGENERATION COMPANY | CONFIDENTIAL | CONFIDENTIAL | CONFIDENTIAL
CARSON ICE-GEN | G0085 | OIL/GAS | OIL/GAS - NATURAL GAS (COGEN) | COMBUSTION TURBINE WITH WASTE HEAT | 95 | 97 | 1995-10-01 | SMUD | SACRAMENTO | 8521 LAGUNA STATION RD (ADJACENT TO SAC REGIONAL COUNTY WASTEWATER) SACRAMENTO |  | SMUD |  |  | 6201 S ST, SACRAMENTO 95817, PO BOX 15830, 95852-1830 | CENTRAL VALLEY AUTHORITY
CBS STUDIOS | G0756 | OIL/GAS | OIL/GAS - NATURAL GAS (COGEN) |  | 1.4 | 1.4 | 1988-01-01 | PG&E | LOS ANGELES | 7800 BEVERLY BLVD. LOS ANGELES 90036 | 619-931-2400 | ONSITE ENERGY, CORP. |  | 619-931-2400 | 701 PALONIAR AIRPORT RD, CARLSBAD CA 92009
CERRITOS COLLEGE | G0091 | OIL/GAS | OIL/GAS - NATURAL GAS (COGEN) | GAS-FUELED RECIPROCATING ENGINE | 0.15 |  | 1985-12-31 | SCE | LOS ANGELES | ADDRESS CONFIDENTIAL CERRITOS 90650 |  | CERRITOS COLLEGE | CONFIDENTIAL | CONFIDENTIAL | CONFIDENTIAL | CERRITOS COLLEGE | CONFIDENTIAL | CONFIDENTIAL | CONFIDENTIAL
CES ENERGY ALBERHILL | G0064 | OIL/GAS | OIL/GAS - NATURAL GAS (COGEN) | GAS-FUELED RECIPROCATING ENGINE | 0.56 |  | 1991-03-07 | SCE | RIVERSIDE | ADDRESS CONFIDENTIAL LAKE ELSINORE 91298 |  | COGENIC ENEGY SYSTEMS (CES) ALBERHILL, L | CONFIDENTIAL | CONFIDENTIAL | CONFIDENTIAL | CES ALBERHILL, LTD | CONFIDENTIAL | CONFIDENTIAL | CONFIDENTIAL
CES ENERGY CORONA (PACIFIC CLAY) | G0065 | OIL/GAS | OIL/GAS - NATURAL GAS (COGEN) | GAS-FUELED RECIPROCATING ENGINE | 0.6 |  | 1990-06-25 | SCE | RIVERSIDE | ADDRESS CONFIDENTIAL CORONA 91720 |  | PACIFIC CLAY PRODUCTS | CONFIDENTIAL | CONFIDENTIAL | CONFIDENTIAL | PACIFIC CLAY PRODUCTS | CONFIDENTIAL | CONFIDENTIAL | CONFIDENTIAL
CHALK CLIFF COGEN | G0429 | OIL/GAS | OIL/GAS - NATURAL GAS (COGEN) |  | 48.094 | 48.094 | 1990-03-20 | PG&E | KERN | 29041 HIGHWAY 33 MARICOPA 93252 | 805-769-8976 | DESTEC ENERGY | JEANNE BENEDETTI | 805-393-6885 | 34759 LENCIONI AVE. STE A, BAKERSFIELD 93308 | DESTEC ENERGY INC | ROBERT MCFEDRIES | 713-735-4000 | 2500 CITYWEST BLVD, STE 150, BOX 4411, HOUSTON TX 77042
CHEVRON (COALINGA) | G0100 | OIL/GAS | OIL/GAS - NATURAL GAS (COGEN) | GAS TURBINE/HEAT RECOVERY STEAM GENERATR | 16.5 | 16.5 | 1986-11-07 | PG&E | FRESNO | 39405 SOUTH DERRICK COALINGA 93210 | 209-935-6232 |  |  |  |  | CHEVRON U.S.A. |  | 415-894-7700 | 575 MARKET, 7TH FLR, SAN FRANCISCO CA 94105
CHEVRON (CONCORD) | G0101 | OIL/GAS | OIL/GAS - NATURAL GAS (COGEN) |  | 3 | 3 | 1988-03-29 | PG&E | CONTRA COSTA | 2001 DIAMOND BOULEVARD CONCORD 94520 | [5 empty] | CHEVRON U.S.A. |  | 415-894-7700 | 575 MARKET, 7TH FLR, SAN FRANCISCO CA 94105
CHEVRON (CYMRIC) | G0102 | OIL/GAS | OIL/GAS - NATURAL GAS (COGEN) |  | 21.04 | 21.04 | 1982-07-22 | PG&E | KERN | WEST OF FRANCO WESSTERN, SE OF CYMRIC ROAD MCKITTRICK 93251 |  | CHEVRON U.S.A. |  | 805-395-3300 | PO BOX 1392, BAKERSFIELD CA 93302 | CHEVRON U.S.A. |  | 415-894-7700 | 575 MARKET, 7TH FLR, SAN FRANCISCO CA 94105
CHEVRON (KERN RIVER EASTRIDGE) | G0103 | OIL/GAS | OIL/GAS - NATURAL GAS (COGEN) |  | 44 | 48.8 | 1988-06-13 | PG&E | KERN | KERN RIVER OIL FIELD BAKERSFIELD 93306 |  | CHEVRON U.S.A. |  | 805-395-3300 | PO BOX 1392, BAKERSFIELD CA 93302 | CHEVRON U.S.A. |  | 415-894-7700 | 575 MARKET, 7TH FLR, SAN FRANCISCO CA 94105
CHEVRON (RICHMOND REFINERY) | G0104 | OIL/GAS | OIL/GAS - NATURAL GAS (COGEN) |  | 99 | 135 | 1992-08-31 | PG&E | CONTRA COSTA | 841 CHEVRON WAY (& CASTRO ST) RICHMOND 94801 | 510-242-2954 |  | R.W. THOMPSON | 510-620-2588 | PO BOX 1272, RICHMOND 94802 | CHEVRON U.S.A. |  | 415-894-7700 | 575 MARKET, 7TH FLR, SAN FRANCISCO CA 94105
CHEVRON (TAFT/CADET) | G0107 | OIL/GAS | OIL/GAS - NATURAL GAS (COGEN) |  | 10 | 10 | 1982-07-26 | PG&E | KERN | TAFT 93268 | [5 empty] | CHEVRON U.S.A. |  | 415-894-7700 | 575 MARKET, 7TH FLR, SAN FRANCISCO CA 94105
CHILDREN'S HOSPITAL | G0109 | OIL/GAS | OIL/GAS - NATURAL GAS (COGEN) | RECIP | 1.05 | 1.05 | 1983-10-15 | SDG&E | SAN DIEGO | 8001 FROST ST. OR 3020 CHILDREN'S WAY SAN DIEGO 92123-2746 | 619-576-1700 | CHILDREN'S HOSPITAL & HEALTH CENTER |  | 619-576-1700 |  | CHILDREN'S HOSPITAL & HEALTH CENTER | CONFIDENTIAL | CONFIDENTIAL | CONFIDENTIAL
CHULA VISTA COGENERATION | G0505 | OIL/GAS | OIL/GAS - NATURAL GAS (COGEN) | RECIP | 9 | 9 | 1986-12-22 | SDG&E | SAN DIEGO | 678 3RD AVENUE (FOOT OF H STREET) CHULA VISTA 91910 | 619-691-4111 | ROHR INCORPORATED |  | 619-691-4111 | 850 LAGOON DRIVE, CHULA VISTA CA 91910 | ROHR INCORPORATED
CITY OF CONCORD | G0160 | OIL/GAS | OIL/GAS - NATURAL GAS (COGEN) |  | 0.105 |  | 1986-10-01 | PG&E | CONTRA COSTA | COWELL SWIM CENTER, 3501 COWELL DRIVE CONCORD | 510-671-3474
CITY OF FAIRFIELD | G0116 | OIL/GAS | OIL/GAS - NATURAL GAS (COGEN) |  | 0.775 |  | 1984-08-15 | PG&E | SOLANO | 1000 WEBSTER ST FAIRFIELD 94533
CITY OF LONG BEACH (BELMONT PLAZA POOL) | G0117 | OIL/GAS | OIL/GAS - NATURAL GAS (COGEN) | GAS-FUELED RECIPROCATING ENGINE | 0.12 |  | 1990-12-25 | SCE | LOS ANGELES | ADDRESS CONFIDENTIAL LONG BEACH 90802 |  | CITY OF LONG BEACH | CONFIDENTIAL | CONFIDENTIAL | CONFIDENTIAL | CITY OF LONG BEACH | CONFIDENTIAL | CONFIDENTIAL | CONFIDENTIAL
CITY OF PALM SPRINGS (SUNRISE PLAZA) | G0120 | OIL/GAS | OIL/GAS - NATURAL GAS (COGEN) | GAS-FUELED RECIPROCATING ENGINE | 0.65 |  | 1985-06-01 | SCE | RIVERSIDE | 403 S. CERRITOS DRIVE PALM SPRINGS 92262 | 619-323-8167 | CITY OF PALM SPRINGS | CONFIDENTIAL | CONFIDENTIAL | CONFIDENTIAL | CITY OF PALM SPRINGS | CONFIDENTIAL | CONFIDENTIAL | CONFIDENTIAL
CITY OF REDDING | G0005 | OIL/GAS | OIL/GAS - NATURAL GAS (COGEN) |  | 28 | 30 | 1989-01-04 | PG&E | SHASTA | ADDRESS CONFIDENTIAL REDDING 96001 | [5 empty] | CITY OF REDDING
CITY OF SANTA CLARA #1-#2 | G0114 | OIL/GAS | OIL/GAS - NATURAL GAS (COGEN) | COMBUSTION TURBINE WITH WASTE HEAT | 5.8 | 5.8 | 1982-06-01 | CSC | SANTA CLARA | 524 ROBERT AVENUE SANTA CLARA | [5 empty] | CSC | PAUL E. WILSON | 408-984-3161 | 1500 WARBURTON AVE, SANTA CLARA CA 95050
CITY OF VENTURA -EASTSIDE WTR RENOVATION | G0123 | OIL/GAS | OIL/GAS - NATURAL GAS (COGEN) | GAS-FUELED RECIPROCATING ENGINE | 0.548 |  | 1991-11-01 | SCE | VENTURA | ADDRESS CONFIDENTIAL VENTURA 93002 | 805-652-4544 |  | CONFIDENTIAL | CONFIDENTIAL | CONFIDENTIAL | CITY OF VENTURA | CONFIDENTIAL | CONFIDENTIAL | CONFIDENTIAL
CIVIC CENTER COGENERATION | G0758 | OIL/GAS | OIL/GAS - NATURAL GAS (COGEN) |  | 26.4 | 26.4 | 1988-05-01 | SCE | LOS ANGELES | 301 NORTH BROADWAY LOS ANGELES 90012 | 213-974-9504
CLAREMONT TENNIS CLUB | G0125 | OIL/GAS | OIL/GAS - NATURAL GAS (COGEN) | GAS-FUELED RECIPROCATING ENGINE | 0.2 |  | 1988-07-14 | SCE | LOS ANGELES | ADDRESS CONFIDENTIAL CLAREMONT 91711 |  | CLAREMON TENNIS CLUB | CONFIDENTIAL | CONFIDENTIAL | CONFIDENTIAL | CLAREMON TENNIS CLUB | CONFIDENTIAL | CONFIDENTIAL | CONFIDENTIAL
COACHELLA GT1-GT4 | G0130 | OIL/GAS | OIL/GAS - NATURAL GAS | COMBUSTION TURBINE | 80 | 84 | 1973-06-01 | IID | RIVERSIDE | 1280 GRAPEFRUIT BLVD. COACHELLA 92236 |  | IID | R.A. MCCULLOUGH | 619-339-9477 | 333 E BARIONI BLVD, BOX 937, IMPERIAL 92251 | IID | R.A. MCCULLOUGH | 619-339-9477 | 333 E BARIONI BLVD, BOX 937, IMPERIAL 92251
COALINGA COGENERATION COMPANY | G0131 | OIL/GAS | OIL/GAS - NATURAL GAS (COGEN) |  | 46 | 36 | 1991-10-17 | PG&E | FRESNO | 32812 WEST GALE AVENUE (EAST OF DERRICK AVE) COALINGA 93210 | 209-935-8765 |  |  |  |  | MISSION ENERGY & TEXACO COGEN OPERATIONS
COGENIC - ERNE SANITARIUM | G0134 | OIL/GAS | OIL/GAS - NATURAL GAS (COGEN) | GAS-FUELED RECIPROCATING ENGINE | 0.1 |  | 1985-07-01 | SCE | LOS ANGELES | ADDRESS CONFIDENTIAL INGLEWOOD 90301 |  | ST ERNE SANITARIUM | CONFIDENTIAL | CONFIDENTIAL | CONFIDENTIAL | ST ERNE SANITARIUM | CONFIDENTIAL | CONFIDENTIAL | CONFIDENTIAL
CONTINENTAL CAN (WHITE CAP) | G0146 | OIL/GAS | OIL/GAS - NATURAL GAS |  | 0.6 | 0.06 | 1986-07-02 | PG&E | ALAMEDA | 24493 CLAWITER ROAD HAYWARD 94545 | 510-874-2422 |  |  |  |  | PG&E | CONFIDENTIAL | CONFIDENTIAL | CONFIDENTIAL
CONTRA COSTA #6-#7 (#1-#5 RETIRED) | G0147 | OIL/GAS | OIL/GAS - NATURAL GAS | STEAM TURBINE | 680 | 718 | 1951-06-01 | PG&E | CONTRA COSTA | 3201 WILBUR AVENUE ANTIOCH 94509 | 510-427-3834 |  | DOUGLAS WELCH | 510-427-3834 | PO BOX 249, ANTIOCH CA 94509 | PG&E | DENNIS J. CIRRONE | 415-973-7000 | 77 BEALE ST, SAN FRANCISCO 94105
COOLWATER #1-#4 | G0767 | OIL/GAS | OIL/GAS - NATURAL GAS | STEAM TURBINE, COMBINED CYCLE | 628 | 726.9 | 1961-06-01 | SCE | SAN BERNARDINO | EAST SANTA FE STREET DAGGETT 92327 | 619-254-5291 | SCE | M.R. WHITE |  | PO BOX 437, DAGGET CA 92327 | HOUSTON INDUSTRIES
CORN PRODUCTS | G0751 | OIL/GAS | OIL/GAS - NATURAL GAS (COGEN) | GAS TURBINE | 2.85 | 2.85 | 1988-03-02 | PG&E | SAN JOAQUIN | 1021 INDUSTRIAL DRIVE STOCKTON 95206 | 209-982-1920 | CORN PRODUCTS |  | 209-982-1920
CORONA COGEN | G0149 | OIL/GAS | OIL/GAS - NATURAL GAS (COGEN) | COMBINED CYCLE/TOPPING CYCLE | 42 |  | 1988-06-03 | SCE | RIVERSIDE | 1130 WEST RINCON STREET CORONA 91720 | 909-272-0612 | CORONA ENERGY PARTNERS | CONFIDENTIAL | CONFIDENTIAL | CONFIDENTIAL | DESTEC ENERGY INC | ROBERT MCFEDRIES | 713-735-4000 | 2500 CITYWEST BLVD, STE 150, BOX 4411, HOUSTON TX 77042
COTIJA CHEESE | G0156 | OIL/GAS | OIL/GAS - NATURAL GAS (COGEN) |  | 0.12 |  | 1995-05-04 | SCE | LOS ANGELES | 15130 EAST NELSON AVE INDUSTRY | 818-968-2284
COUNTY OF SANTA CRUZ (WATER STREET JAIL) | G0666 | OIL/GAS | OIL/GAS - NATURAL GAS (COGEN) |  | 0.18 |  | 1987-09-01 | PG&E | SANTA CRUZ | WATER STREET SANTA CRUZ
CROCKETT | G0161 | OIL/GAS | OIL/GAS - NATURAL GAS (COGEN) |  | 260 |  | 1995-12-20 | PG&E | CONTRA COSTA | 550 LORING AVENUE CROCKETT 94525 | 510-787-4100 |  | TERRELL GAULT | 503-236-3323 | 500 NE MULTNOMAH ST, STE 900, PORTLAND OR 97232 | CROCKETT COGENERATION
CSC WESTERN CENTER COGENERATION | G0141 | OIL/GAS | OIL/GAS - NATURAL GAS (COGEN) | TURBINE | 3.5 | 3.5 | 1988-01-14 | SDG&E | SAN DIEGO | 5021 KEARNY VILLA RD, BUILDING 80 SAN DIEGO 92123 | 619-573-3839 | COMPUTER SCIENCE CORPORATION | TOM WILLAMS | 619-573-3839 | PO BOX 85808 W-550 | COMPUTER SCIENCE CORPORATION | CONFIDENTIAL | CONFIDENTIAL | CONFIDENTIAL
CSU HUMBOLDT | G0070 | OIL/GAS | OIL/GAS - NATURAL GAS (COGEN) |  | 0.35 | 0.35 | 1991-12-02 | PG&E | HUMBOLDT | 1 HARPST STREET ARCATA 95521 | 707-826-3011 |  | KEVIN CREED | 707-826-3011 | 1 HARPST ST, ARCATA 95521
CSU LONG BEACH (DORM) | G0073 | OIL/GAS | OIL/GAS - NATURAL GAS (COGEN) | GAS-FUELED RECIPROCATING ENGINE | 0.15 |  | 1986-06-01 | SCE | LOS ANGELES | ADDRESS CONFIDENTIAL LONG BEACH 90840 |  | CAL STATE LONG BEACH | CONFIDENTIAL | CONFIDENTIAL | CONFIDENTIAL | CAL STATE LONG BEACH | CONFIDENTIAL | CONFIDENTIAL | CONFIDENTIAL
CSU LONG BEACH (POOL) | G0074 | OIL/GAS | OIL/GAS - NATURAL GAS (COGEN) | GAS-FUELED RECIPROCATING ENGINE | 0.2 |  | 1987-05-31 | SCE | LOS ANGELES | ADDRESS CONFIDENTIAL LONG BEACH 90815 |  | CSULB PLANT OPERATIONS | CONFIDENTIAL | CONFIDENTIAL | CONFIDENTIAL | CSU LONG BEACH | CONFIDENTIAL | CONFIDENTIAL | CONFIDENTIAL
DECOGEN | G0170 | OIL/GAS | OIL/GAS - NATURAL GAS (COGEN) |  | 0.5 |  | 1994-04-28 | SCE | LOS ANGELES | 444 NASH ST. (& GRANT STREET) EL SEGUNDO | 310-640-9401
DEXZEL | G0173 | OIL/GAS | OIL/GAS - NATURAL GAS (COGEN) | GAS TURBINE | 32 | 32 | 1989-01-30 | PG&E | KERN | 3300 MANOR STREET BAKERSFIELD 93308 | 805-393-1618 | DIAMOND ENERGY | TSUTOMA KAJITA | 213-485-0519 | 633 W 5TH ST, STE 2800, LOS ANGELES 90071 | DIAMOND ENERGY INC. | MASANORI FUJIMOTO | 213-892-1300 | 633 W. 5TH ST, STE 2800, LOS ANGELES CA 90071
DOUBLE C LIMITED | G0176 | OIL/GAS | OIL/GAS - NATURAL GAS (COGEN) | GAS TURBINEE | 48.094 | 48.094 | 1989-03-14 | PG&E | KERN | 10245 OILFIELD ROAD BAKERSFIELD 93308 | 805-392-0313 | DESTEC ENERGY | JEANNE BENEDETTI | 805-393-6885 | 34759 LENCIONI AVE, STE A, BAKERSFIELD 93308 | DESTEC ENERGY INC & ESI ENERGY | DESTEC: ROBERT MCFEDRIES | 713-735-4000 | DESTEC: 2500 CITYWEST BLVD, STE 150, BOX 4411, HOUSTON TX 77
DOUBLETREE HOTEL | G0002 | OIL/GAS | OIL/GAS - NATURAL GAS (COGEN) | GAS-FUELED RECIPROCATING ENGINE | 0.2 |  | 1989-11-03 | SCE | VENTURA | 2055 HARBOR BLVD. VENTURA 93001 | 805-643-6000 | DOUBLE TREE HOTEL | CONFIDENTIAL | CONFIDENTIAL | CONFIDENTIAL | DOUBLE TREE HOTEL | CONFIDENTIAL | CONFIDENTIAL | CONFIDENTIAL
DOW CHEMICAL COMPANY | G0177 | OIL/GAS | OIL/GAS - NATURAL GAS (COGEN) | GAS TURBINE | 65.5 | 70 | 1977-07-01 | PG&E | CONTRA COSTA | NORTH END OF LOVERIDGE ROAD PITTSBURG 94565 | 510-432-5160 | DOW CHEMICAL | GREG DUBITSKY | 510-432-5154 | PO BOX 1398, PITTSBURG CA 94565 | DOW CHEMICAL COMPANY | FRANK POPOFF | 517-636-1000 | 2030 WILLIARD H. DOW CENTER, MIDLANDL MI 48674
DYNAMIS COGEN | G0536 | OIL/GAS | OIL/GAS - NATURAL GAS (COGEN) |  | 38 | 38 | 1990-12-11 | PG&E | FRESNO | 1125 MUSCAT AVE SANGER 93657 | 209-875-0800 | DYNAMIS INC. |  | 209-875-0800 | 1125 MUSCAT, SANGER CA 93657 | DYNAMIS INC. | CONFIDENTIAL | CONFIDENTIAL | CONFIDENTIAL
E.F. OXNARD | G0180 | OIL/GAS | OIL/GAS - NATURAL GAS (COGEN) | COMBINED CYCLE/TOPPING CYCLE | 47.7 | 47.7 | 1990-04-13 | SCE | VENTURA | 550 S. DIAZ AVENUE OXNARD 93030 | 805-385-6375 | E.F. OXNARD INC. | CONFIDENTIAL | CONFIDENTIAL | CONFIDENTIAL | E.F. OXNARD INC. | CONFIDENTIAL | CONFIDENTIAL | CONFIDENTIAL
EL CENTRO #1-#4 | G0190 | OIL/GAS | OIL/GAS - NATURAL GAS | STEAM TURBINE, COMBINED CYCLE | 253.5 | 266 | 1949-06-01 | IID | IMPERIAL | 485 EAST VILLA ROAD EL CENTRO 92243 | 619-352-2732 | IID | J.A. NEWTON |  | 485 E. VILLA AVE, EL CENTRO CA 92243 | IID | R.A. MCCULLOUGH | 619-339-9477 | 333 E BARIONI BLVD, BOX 937, IMPERIAL 92251
EL CONQUISTADOR | G0191 | OIL/GAS | OIL/GAS - NATURAL GAS (COGEN) | RECIP | 0.1 | 0.1 | 1986-09-01 | SDG&E | SAN DIEGO | ADDRESS CONFIDENTIAL SAN DIEGO 92115 | [5 empty] | EL CONQUISTADOR/NW MUTUAL LIFE | CONFIDENTIAL | CONFIDENTIAL | CONFIDENTIAL
EL SEGUNDO #1-#4 | G0194 | OIL/GAS | OIL/GAS - NATURAL GAS | STEAM TURBINE | 1020 | 996.5 | 1955-05-01 | SCE | LOS ANGELES | 301 VISTA DEL MAR EL SEGUNDO 90245 | 310-615-6391 | SCE | KARL B. HENDERSON | 310-615-6391 | 301 VISTA DEL MAR, EL SEGUNDO CA 90245 | NRG/DESTEC | DESTEC: ROBERT MCFEDRIES | 713-735-4000 | DESTEC: 2500 CITYWEST BLVD, STE 150, BOX 4411, HOUSTON TX 77
EL SEGUNDO REFINERY ST2-ST3, GT1-GT3 (ST1 RETIRED) | G0105 | OIL/GAS | OIL/GAS - NATURAL GAS (COGEN) | COMBUSTION TURBINE & STEAM TURBINE | 120.62 | 135.52 | 1975-01-01 | SCE | LOS ANGELES | 324 WEST EL SEGUNDO BLVD EL SEGUNDO 90245 | 310-615-5375 | CHEVRON U.S.A. | BOB GOLDSWORTHY | 310-615-5375 | 324 W EL SEGUNDO BLVD, EL SEGUNDO CA 90245 | CHEVRON U.S.A. |  | 415-894-7700 | 575 MARKET, 7TH FLR, SAN FRANCISCO CA 94105
ENCINA ST1-ST5, GT1 | G0196 | OIL/GAS | OIL/GAS - NATURAL GAS | STEAM TURBINES & GAS TURBINE | 951 | 1134.3 | 1954-11-01 | SDG&E | SAN DIEGO | 4600 CARSBAD BLVD CARLSBAD 92008 | 619-931-7225 | SDG&E | R.E. BALDWIN |  | 4600 CALSBAD BLVD, CARLSBAD CA 92008 | SDG&E | THOMAS PAGE | 619-696-2000 | 101 ASH ST, SAN DIEGO CA 92101
ENCINA WATER POLLUTION CONTROL | G0198 | OIL/GAS | OIL/GAS - NATURAL GAS (COGEN) | RECIP | 1.425 | 1.425 | 1984-07-16 | SDG&E | SAN DIEGO | 6200 AVENIDA ENCINAS CARLSBAD 92009-1009 | 619-438-3941 | ENCINA WATER POLLUTION CONTROL DISTRICT |  | 619-430-3941 | PO BOX 1005, CARLSBAD CA 92008-0171 | ENCINA POLLUTION CONTROL | CONFIDENTIAL | CONFIDENTIAL | CONFIDENTIAL
EUA/FRCII (MONTEREY COUNTRY CLUB) | G0182 | OIL/GAS | OIL/GAS - NATURAL GAS (COGEN) | GAS-FUELED RECIPROCATING ENGINE | 0.115 |  | 1991-02-06 | SCE | RIVERSIDE | ADDRESS CONFIDENTIAL PALM DESERT 92260 |  | THE MONTEREY COUNTRY CLUB | CONFIDENTIAL | CONFIDENTIAL | CONFIDENTIAL | THE MONTEREY COUNTRY CLUB | CONFIDENTIAL | CONFIDENTIAL | CONFIDENTIAL
EUA/FRCII (PALM VALLEY COUNTRY CLUB) | G0183 | OIL/GAS | OIL/GAS - NATURAL GAS (COGEN) | GAS-FUELED RECIPROCATING ENGINE | 0.41 |  | 1991-03-26 | SCE | RIVERSIDE | ADDRESS CONFIDENTIAL PALM DESERT 92260 |  | J.A. TRENT & ASSOCIATES | CONFIDENTIAL | CONFIDENTIAL | CONFIDENTIAL | THE PALM VALLEY C C | CONFIDENTIAL | CONFIDENTIAL | CONFIDENTIAL
EUA/FRCII (VINTAGE COUNTRY CLUB) | G0184 | OIL/GAS | OIL/GAS - NATURAL GAS (COGEN) | GAS-FUELED RECIPROCATING ENGINE | 0.6 |  | 1990-12-01 | SCE | RIVERSIDE | 75001 VINTAGE DRIVE WEST INDIAN WELLS 92201 |  |  | DAVID BURNEY | 909-456-6371 | 12693 EAST END AVE, CHINO 91710 | RIDGEWOOD POWER CORP | TOM BROWN | 201-447-9000 | 947 LINWOOD AVE, RIDGEWOOD NJ 07450
FEDERAL COGENERATION PLANT | G0588 | OIL/GAS | OIL/GAS - NATURAL GAS (COGEN) | COMBUSTION TURBINE/TOPPING CYCLE | 28 |  | 1984-05-01 | SCE | LOS ANGELES | 4151 EAST FRUITLAND AVENUE VERNON 90058 | 213-585-3874 | STEWART & STEVENSON OPERATIONS |  |  |  | SUNLAW ENERGY CORP/COGEN PARTNERSHIP | CONFIDENTIAL | CONFIDENTIAL | CONFIDENTIAL
FISHER NURSERY | G0207 | OIL/GAS | OIL/GAS - NATURAL GAS (COGEN) |  | 0.1 |  | 1988-04-04 | PG&E | SAN JOAQUIN | 24081 SOUTH AUSTIN ROAD RIPON
FORT BASS MOBILE | G0364 | OIL/GAS | OIL/GAS - NATURAL GAS | GAS COMBUSTION TURBINE | 15 | 13.3 | 1975-08-01 | PG&E | CONTRA COSTA | ADDRESS CONFIDENTIAL ANTIOCH 94509 |  | PG&E | T.A. MOULIE | 707-444-0700 |  | PG&E | G. RUEGER | 415-973-7000 | 245 MARKET ST, SAN FRANCISCO 94105
FPB COGENERATION | G0203 | OIL/GAS | OIL/GAS - NATURAL GAS (COGEN) | COMBINED CYCLE/TOPPING CYCLE | 24.7 |  | 1982-06-01 | SCE | LOS ANGELES | 5605 EAST 61ST STREET LOS ANGELES 90040 | 213-721-7824 | FPB COGEN INC | CONFIDENTIAL | CONFIDENTIAL | CONFIDENTIAL | FEDERAL PAPERBOARD COMPANY INC | MIKE PANKRATZ | 201-391-1776 | 75 CHESTNUT RIDGE RD, MONTVALE NY 07645
FRESNO COGENERATION | G0384 | OIL/GAS | OIL/GAS - NATURAL GAS (COGEN) |  | 25 | 25 | 1989-12-27 | PG&E | FRESNO | 8105-B SOUTH LASSEN AVENUE SAN JOAQUIN 93660 | 209-693-2494 |  |  |  |  | AGRICO COGENERATION CORP. | CONFIDENTIAL | CONFIDENTIAL | CONFIDENTIAL
FRITO-LAY | G0216 | OIL/GAS | OIL/GAS - NATURAL GAS (COGEN) | GAS TURBINE | 6 | 6 | 1986-04-02 | PG&E | KERN | 22801 HIGHWAY 58 BAKERSFIELD 93312 | 805-328-6074 | FRITO-LAY INC | DAVID BURRE | 805-328-6000 | 22801 HWY 58, BAKERSFIELD CA 93312 | FRITO-LAY INC | DAVID BURRE | 805-328-6000 | 22801 HWY 58, BAKERSFIELD CA 93312
GAVIOTA OIL PLANT | G0453 | OIL/GAS | OIL/GAS - NATURAL GAS (COGEN) | COMBUSTION TURBINE/TOPPING CYCLE | 17.2 | 17.2 | 1987-12-15 | SCE | SANTA BARBARA | 17100 CALLE MARIPOSA REINA GAVIOTA 93117 | 805-562-3600 | CHEVRON U.S.A. | CONFIDENTIAL | CONFIDENTIAL | CONFIDENTIAL | CHEVRON U.S.A. |  | 415-894-7700 | 575 MARKET, 7TH FLR, SAN FRANCISCO CA 94105
GAYLORD | G0224 | OIL/GAS | OIL/GAS - NATURAL GAS (COGEN) |  | 49.67 | 49.67 | 1982-11-18 | PG&E | CONTRA COSTA | 2301 WILBUR AVENUE ANTIOCH 94509 | 510-779-3228 | GAYLORD CONTAINERS |  | 510-779-3228
GIANERA #1-#2 | G0228 | OIL/GAS | OIL/GAS - NATURAL GAS | COMBUSTION TURBINE | 50 | 50 | 1986-01-01 | CSC | SANTA CLARA | 2339 GIANERA STREET SANTA CLARA | [5 empty] | CSC | PAUL E. WILSON | 408-984-3161 | 1500 WARBURTON AVE, SANTA CLARA CA 95050
GILROY COGENERATION | G0229 | OIL/GAS | OIL/GAS - NATURAL GAS (COGEN) |  | 130 | 130 | 1987-09-18 | PG&E | SANTA CLARA | 1350 PACHECO PASS HIGHWAY GILROY 95020 | 408-874-1414 | GILROY ENERGY CO. |  | 408-874-1414 | PO BOX 1764, GILROY CA 95821 | CALPINE
GLENARM #1-#2 | G0231 | OIL/GAS | OIL/GAS - NATURAL GAS | COMBUSTION TURBINE | 52 | 57.8 | 1975-01-01 | PASADENA | LOS ANGELES | 45 EAST GLENARM AVENUE PASADENA 91105 |  | CITY OF PASADENA | G. WILSON |  | STA 72 E GLENARM, PASADENA CA 91105 | CITY OF PASADENA | RUFUS HIGHTOWER | 818-405-4409 | 150 S. LOS ROBLES AVE, STE 200, PASADENA CA 91101
GOAL LINE | G0233 | OIL/GAS | OIL/GAS - NATURAL GAS (COGEN) | RECIP | 49.9 | 49.9 | 1994-08-30 | SDG&E | SAN DIEGO | 555 NORTH TULIP STREET SAN DIEGO 92025 |  |  | DAN RORAGAUGH | 619-738-4999 | PO BOX 100, BALBOA ISLAND 92662
GRAYSON #1-#8 (#1-#2 NON-OPERATIONAL) | G0236 | OIL/GAS | OIL/GAS - NATURAL GAS | STEAM & COMBUSTION TURB, COMBINED CYCLE | 239 | 291 | 1941-04-01 | GLENDALE | LOS ANGELES | 634 BEKINS WAY GLENDALE 91201 | 818-548-3980 | CITY OF GLENDALE | GIL ESPINOSA | 818-548-2113 | 141 N GLENDALE AVE, GLENDALE CA 91206 | CITY OF GLENDALE | GIL ESPINOSA | 818-548-2113 | 141 N GLENDALE AVE, GLENDALE CA 91206
GREAT WESTERN MALTING COMPANY | G0237 | OIL/GAS | OIL/GAS - NATURAL GAS (COGEN) | GAS FUELED RECIPROCATING ENGINE | 0.75 |  | 1995-01-03 | SCE | LOS ANGELES | 5945 MALT AVE. COMMERCE | 213-887-6868
GREENLEAF UNIT ONE | G0238 | OIL/GAS | OIL/GAS - NATURAL GAS (COGEN) |  | 49.5 | 49.5 | 1989-01-11 | PG&E | SUTTER | 5087 SOUTH TOWNSHIP ROAD (& BEST ROAD) YUBA CITY 95993 | 916-671-6982 | LFC POWER INC. | NORM CHAPLIN | 916-671-6982 | 5087 S. TOWNSHIP RD, YUBA CITY 95993 | LFC POWER INC. | NORM | 215-964-2000 | 100 MATSONFORD ROAD, BLDG 3, RADNOR PA 19087
GREENLEAF UNIT TWO | G0239 | OIL/GAS | OIL/GAS - NATURAL GAS (COGEN) |  | 49.5 | 49.5 | 1989-10-12 | PG&E | SUTTER | 875 NORTH WALTON AVENUE YUBA CITY 95991 | 916-755-3900 | GREENLEAF UNIT TWO ASSOCIATES, INC |  | 916-755-3900 | 3 RADNOR CORPORATE CENTER, RANDOR PA 19087-4574 | CALPINE CORPORATION | PETER CARTWRIGHT | 408-995-5115 | 50 W. SAN FERNANDO ST, SAN JOSE 95113
GROSSMONT COMMUNITY COLLEGE | G0240 | OIL/GAS | OIL/GAS - NATURAL GAS (COGEN) | RECIP | 0.2 | 0.2 | 1986-08-25 | SDG&E | SAN DIEGO | ADDRESS CONFIDENTIAL EL CAJON 92020 | [5 empty] | GROSSMONT HOSPITAL COMM COLLEGE DIST. | CONFIDENTIAL | CONFIDENTIAL | CONFIDENTIAL
GROSSMONT HOSPITAL | G0241 | OIL/GAS | OIL/GAS - NATURAL GAS (COGEN) | TURBINE | 1.544 | 1.6 | 1984-08-13 | SDG&E | SAN DIEGO | 5555 GROSSMONT CENTER DRIVE LA MESA 92042 | 619-589-4130 | GROSSMONT HOSPITAL |  | 619-589-4130 | PO BOX 158, LA MESA CA 91944 | GROSSMONT HOSPITAL COMM COLLEGE DIST. | CONFIDENTIAL | CONFIDENTIAL | CONFIDENTIAL
HARBOR #1A, #2A, GT6-GT9 | G0245 | OIL/GAS | OIL/GAS - NATURAL GAS (COGEN) |  | 315 | 333.4 | 1972-01-01 | LADWP | LOS ANGELES | 161 N. ISLAND AVENUE WILMINGTON 90744 | 310-495-3140 | HARBOR COGENERATION CO |  | 310-495-3140 |  | LADWP | WILLIAM MCCARLEY | 213-481-4211 | 111 N. HOPE ST, LOS ANGELES CA 90051-0100
HARBOR COGENERATIION | G0246 | OIL/GAS | OIL/GAS - NATURAL GAS (COGEN) | COMBUSTION TURBINE TOPPING CYCLE | 80 |  | 1988-12-01 | SCE | LOS ANGELES | 420 HENRY FORD AVENUE WILMINGTON 90748-0550 | 310-495-3140 | HARBOR COGENERATION CO | CONFIDENTIAL | CONFIDENTIAL | CONFIDENTIAL | HARBOR COGENERATION COMPANY | CONFIDENTIAL | CONFIDENTIAL | CONFIDENTIAL
HAYNES #1-#6 | G0249 | OIL/GAS | OIL/GAS - NATURAL GAS | STEAM TURBINE | 1570 | 1606 | 1962-01-01 | LADWP | LOS ANGELES | 6801 WESTMINSTER AVENUE LONG BEACH 90803 | 310-431-2578 | LADWP | K.L. BOSWORTH |  | 6801 WESTMINSTER AVE, LONG BEACH CA 90803 | LADWP | WILLIAM MCCARLEY | 213-481-4211 | 111 N. HOPE ST, LOS ANGELES CA 90051-0100
HENRY MAYO NEWHALL MEMORIAL HOSPITAL | G0251 | OIL/GAS | OIL/GAS - NATURAL GAS (COGEN) | GAS-FUELED RECIPROCATING ENGINE | 0.45 |  | 1987-02-06 | SCE | LOS ANGELES | ADDRESS CONFIDENTIAL VALENCIA 91355 |  | HENRY MAYO NEWHALL MEMORIAL | CONFIDENTIAL | CONFIDENTIAL | CONFIDENTIAL | HENRY MAYO NEWHALL MEMORIAL | CONFIDENTIAL | CONFIDENTIAL | CONFIDENTIAL
HERSHEY CHOCOLATE U.S.A. | G0254 | OIL/GAS | OIL/GAS - NATURAL GAS (COGEN) |  | 6 | 6 | 1989-02-05 | PG&E | STANISLAUS | 1400 SOUTH YOSEMITE AVENUE OAKDALE 95361 | 209-848-5100 | HERSHEY CHOCOLATE CO. |  | 209-848-5100
HEUBLEIN WINES | G0256 | OIL/GAS | OIL/GAS - NATURAL GAS (COGEN) |  | 0.325 |  | 1984-08-24 | PG&E | MADERA | MADERA
HIGH SIERRA LIMITED | G0258 | OIL/GAS | OIL/GAS - NATURAL GAS (COGEN) | GAS TURBINE | 48.094 | 48.094 | 1989-02-24 | PG&E | KERN | 10600 OILFIELD ROAD BAKERSFIELD 93308 | 805-393-1160 |  |  |  |  | DESTEC ENERGY INC | ROBERT MCFEDRIES | 713-735-4000 | 2500 CITYWEST BLVD, STE 150, BOX 4411, HOUSTON TX 77042
HIGHGROVE #1-#4 | G0259 | OIL/GAS | OIL/GAS - NATURAL GAS | STEAM TURBINE | 154 | 169 | 1952-08-01 | SCE | SAN BERNARDINO | 12700 TAYLOR STREET COLTON 92324 | 818-302-1212 | SCE | D.L. FRYER |  | PO BOX 800, ROSEMEAD 91770 | THERMO ECOTEK
HOLIDAY INN EMBARCADERO | G0263 | OIL/GAS | OIL/GAS - NATURAL GAS (COGEN) |  | 0.297 |  | 1987-10-23 | SDG&E | SAN DIEGO | ADDRESS CONFIDENTIAL SAN DIEGO 92101 |  | HOLIDAY INN |  | 619-232-3861 |  | GREEN MOUNTAIN CONSULTANTS | CONFIDENTIAL | CONFIDENTIAL | CONFIDENTIAL
HOTEL DEL CORONADO | G0265 | OIL/GAS | OIL/GAS - NATURAL GAS (COGEN) | TURBINE | 0.8 | 0.8 | 1982-12-31 | SDG&E | SAN DIEGO | 1500 ORANGE AVE CORONADO 92118 | 619-435-6611 |  |  |  |  | HOTEL DEL CORONADO | CONFIDENTIAL | CONFIDENTIAL | CONFIDENTIAL
HUNTER INDUSTRIES | G0271 | OIL/GAS | OIL/GAS - NATURAL GAS (COGEN) | RECIP | 0.69 | 0.69 | 1988-04-23 | SDG&E | SAN DIEGO | 1940 DIAMOND ST. SAN MARCOS 92069 | 619-744-5240 | HUNTER INDUSTRIES |  | 619-744-5240 |  | HUNTER INDUSTRIES | CONFIDENTIAL | CONFIDENTIAL | CONFIDENTIAL
INLAND CONTAINER CORPORATION | G0280 | OIL/GAS | OIL/GAS - NATURAL GAS (COGEN) | COMBUSTION TURBINE/TOPPING CYCLE | 41.06 |  | 1985-09-01 | SCE | SAN BERNARDINO | 5101 JURUPA STREET ONTARIO 91761 | 714-983-8111 | INLAND CONTAINER CORPORATION | CONFIDENTIAL | CONFIDENTIAL | CONFIDENTIAL | INLAND CONTAINER CORPORATION | CONFIDENTIAL | CONFIDENTIAL | CONFIDENTIAL
JEFFERSON SMURFIT CORPORATION | G0145 | OIL/GAS | OIL/GAS - NATURAL GAS (COGEN) | COMBUSTION TURBINE/TOPPING CYCLE | 40 |  | 1985-12-31 | SCE | LOS ANGELES | 201 E. 57TH STREET VERNON 90058 | 213-586-6949 | CONTAINER CORP OF AMERICA | CONFIDENTIAL | CONFIDENTIAL | CONFIDENTIAL | CONTAINER CORP OF AMERICA | CONFIDENTIAL | CONFIDENTIAL | CONFIDENTIAL
JSC/SANTA CLARA COGENERATION | G0144 | OIL/GAS | OIL/GAS - NATURAL GAS (COGEN) |  | 30.545 | 30.55 | 1985-12-20 | PG&E | SANTA CLARA | 2600 DE LA CRUZ BLVD SANTA CLARA 95050 | 408-496-5248 |  |  |  |  | JEFFERSON SMURFIT CONTAINER
KAWEAH DELTA DISTRICT HOSPITAL | G0288 | OIL/GAS | OIL/GAS - NATURAL GAS (COGEN) | GAS-FUELED RECIPROCATING ENGINE | 1.1 |  | 1984-07-01 | SCE | TULARE | 310 SOUTHWEST STREET VISALIA 93291 | 209-625-2211 | KAWEAH DELTA DISTRICT HOSPITAL | CONFIDENTIAL | CONFIDENTIAL | CONFIDENTIAL | KAWEAH DELTA HOSPITA | CONFIDENTIAL | CONFIDENTIAL | CONFIDENTIAL
KEARNY CT1-CT3 | G0289 | OIL/GAS | OIL/GAS - NATURAL GAS | COMBUSTION TURBINE | 149 | 192.4 | 1969-12-01 | SDG&E | SAN DIEGO | 5488 OVERLAND AVE SAN DIEGO 92123 |  | SDG&E | THOMAS PAGE | 619-696-2000 | 101 ASH ST, SAN DIEGO CA 92101 | SDG&E | THOMAS PAGE | 619-696-2000 | 101 ASH ST, SAN DIEGO CA 92101
KERN FRONT LIMITED | G0292 | OIL/GAS | OIL/GAS - NATURAL GAS (COGEN) | GAS TURBINE | 48.094 | 48.094 | 1989-01-07 | PG&E | KERN | 12241 OILFIELD ROAD BAKERSFIELD 93308 | 805-392-9734 | KERN FRONT LIMITED | JEANNE BENEDETTI | 805-393-6885 | 34759 LENCIONI AVE, STE A BAKERSFIELD, 93308 | DESTEC ENERGY INC | ROBERT MCFEDRIES | 713-735-4000 | 2500 CITYWEST BLVD, STE 150, BOX 4411, HOUSTON TX 77042
KERN RIVER COGENERATION | G0293 | OIL/GAS | OIL/GAS - NATURAL GAS (COGEN) | COMBUSTION TURBINE TOPPING CYCLE | 300 | 300 | 1985-08-01 | SCE | KERN | 100 S.W. CHINA GRADE LOOP BAKERSFIELD 93380 | 805-392-2289 | KERN RIVER COGEN | CONFIDENTIAL | CONFIDENTIAL | CONFIDENTIAL | DESTEC ENERGY INC | ROBERT MCFEDRIES | 713-735-4000 | 2500 CITYWEST BLVD, STE 150, BOX 4411, HOUSTON TX 77042
KES KINGSBURG | G0286 | OIL/GAS | OIL/GAS - NATURAL GAS (COGEN) |  | 34.5 | 34.5 | 1990-12-05 | PG&E | FRESNO | 11765 E. MOUNTAINVIEW ROAD KINGSBURG 93631-9211 | 209-891-9040 | KENETECH FACILITIES MANAGEMENT INC. | CHRISTOPHER DIEZ | 619-339-9477 | 355 RESEARCH PARKWAY, MERIDEN CT 06450 | ENERGY INVESTORS FUNDS | JOHN AUBRECHT | 617-572-4628 | 200 BERKELEY ST, BOX 111, BOSTON MA 02117-0111
KINGS COUNTY STATE PRISON | G0295 | OIL/GAS | OIL/GAS - NATURAL GAS (COGEN) |  | 5.2 | 5.2 | 1992-11-26 | PG&E | KINGS | 4001 KING AVENUE CORCORAN 93212 | 209-922-8800 | KINGS COUNTY PRISON |  | 209-933-8800
KOCH CALIFORNIA LIMITED | G0296 | OIL/GAS | OIL/GAS - NATURAL GAS (COGEN) |  | 0.3 |  | 1985-02-12 | PG&E | SAN LUIS OBISPO | 662 EUCALYPTUS ROAD NIPOMO
KYOCERA INTERNATIONAL | G0298 | OIL/GAS | OIL/GAS - NATURAL GAS (COGEN) | RECIP | 3.25 | 3.25 | 1988-12-22 | SDG&E | SAN DIEGO | 8611 BALBOA AVENUE SAN DIEGO 92123 | 619-579-6900 |  |  |  |  | CALPINE
LA CANADA USD (LA CANADA SCHOOL) | G0300 | OIL/GAS | OIL/GAS - NATURAL GAS (COGEN) | GAS-FUELED RECIPROCATING ENGINE | 0.12 |  | 1987-09-15 | SCE | LOS ANGELES | ADDRESS CONFIDENTIAL LA CANADA 91011 |  | LA CANADA UNIFIED SCHOOLS | CONFIDENTIAL | CONFIDENTIAL | CONFIDENTIAL |  | CONFIDENTIAL | CONFIDENTIAL | CONFIDENTIAL
LE MERIDIEN HOTEL #1-#2 | G0310 | OIL/GAS | OIL/GAS - NATURAL GAS (COGEN) | RECIP | 0.66 | 0.66 | 1988-06-13 | SDG&E | SAN DIEGO | ADDRESS CONFIDENTIAL CORONADO 92118 |  | LE MERIDIAN HOTEL |  | 619-931-2400 |  | EUA/ONSITE ENERGY, L.P. | CONFIDENTIAL | CONFIDENTIAL | CONFIDENTIAL
LIVE OAK LIMITED | G0315 | OIL/GAS | OIL/GAS - NATURAL GAS (COGEN) |  | 48.094 | 48 | 1991-03-16 | PG&E | KERN | 7001 GRANITE ROAD BAKERSFIELD 93308 | 805-393-5751 | DESTEC ENERGY | JEANNE BENEDETTI | 805-393-6885 | 34759 LENCIONI AVE, STE A, BAKERSFIELD 93308 | DESTEC ENERGY INC | ROBERT MCFEDRIES | 713-735-4000 | 2500 CITYWEST BLVD, STE 150, BOX 4411, HOUSTON TX 77042
LODI | G0380 | OIL/GAS | OIL/GAS - NATURAL GAS | COMBUSTION TURBINE | 25 | 25 | 1986-02-01 | LODI | SAN JOAQUIN | 1120 NORTH LOWER SACRAMENTO RIVER LODI |  | NCPA | M. ARGENTINE |  | 180 CIRBY WAY, ROSEVILLE CA 95678 | NCPA (75%), CSC (25%) | NCPA: M.W. MCDONALD | 916-781-3636 | NCPA: 180 CIRBY WAY, ROSEVILLE CA 95678
LOMA LINDA UNIVERSITY | G0317 | OIL/GAS | OIL/GAS - NATURAL GAS (COGEN) | CT PROCESS STEAM PLANT/TOPPING | 13.4 |  | 1989-01-01 | SCE | SAN BERNARDINO | 11100 ANDERSON ST LOMA LINDA 92350 | 909-824-4559 | LOMA LINDA UNIVERSITY | STANLEY BERGER | 909-824-4559 | LOMA LINDA UNIVERSITY POWER PLANT, LOMA LINDA CA 92350 | LOMA LINDA UNIVERSITY | STANLEY BERGER | 909-796-3741 | 11110 UNIVERSITY AVE, LOMA LINDA CA 92350
LONG BEACH #1-#9 | G0319 | OIL/GAS | OIL/GAS - NATURAL GAS | COMBUSTION TURBINE, STEAM TURBINE | 530 | 586.5 | 1976-01-01 | SCE | LOS ANGELES | 2665 WEST SEASIDE BLVD, TERMINAL ISLAND LONG BEACH 90813 | 310-432-5771 | SCE | J.A. BERQUIST |  | TERMINAL ISLAND STATION | NRG/DESTEC | DESTEC: ROBERT MCFEDRIES | 713-735-4000 | DESTEC: 2500 CITYWEST BLVD, STE 150, BOX 4411, HOUSTON TX 77
LOS ANGELES REFINERY | G0759 | OIL/GAS | OIL/GAS - NATURAL GAS (COGEN) |  | 42.1 | 42.1 | 1987-01-01 | SCE | LOS ANGELES | 1660 WEST ANAHEIM STREET WILMINGTON 90748 | [5 empty] | UNOCAL CORPORATION
LUNDY (THAGARD OIL) | G0321 | OIL/GAS | OIL/GAS - NATURAL GAS (COGEN) | COMBINED CYCLE/TOPPING CYCLE | 1.4 | 1.4 | 1991-04-15 | SCE | LOS ANGELES | 9301 SOUTH GARFIELD AVENUE SOUTH GATE 90280 | 213-773-4244 | EUA/ONSITE COGEN L.P. | CONFIDENTIAL | CONFIDENTIAL | CONFIDENTIAL | LUNDAY THAGARD CO. | CONFIDENTIAL | CONFIDENTIAL | CONFIDENTIAL
M.H. WHITTIER CAL | G0322 | OIL/GAS | OIL/GAS - NATURAL GAS (COGEN) |  | 0.5 | 0.5 | 1986-10-06 | PG&E | KERN | MIDWAY-SUNSET OIL FIELD TAFT |  | M.H. WHITTIER | JIM ERICS | 805-763-5141 | PO BOX RR, TAFT 93268
MAGNOLIA #2-#5 (#2 NON-OPERATIONAL) | G0329 | OIL/GAS | OIL/GAS - NATURAL GAS | STEAM TURBINE, COMBINED CYCLE | 74.2 | 91.1 | 1949-01-01 | BURBANK | LOS ANGELES | 164 WEST MAGNOLIA BLVD BURBANK 91503-0631 | 818-238-3699 | CITY OF BURBANK | RONALD STASSI |  | 164 W. MAGNOLIA BLVD, BURBANK CA 91502 | CITY OF BURBANK | DENNIS K MORAN | 818-238-3699 | 164 W. MAGNOLIA BLVD, BURBANK CA 91503-0631
MARIOTT HOTEL & MARINA NORTH I & SOUTH II | G0331 | OIL/GAS | OIL/GAS - NATURAL GAS (COGEN) | RECIP | 1.6 | 1.6 | 1986-11-07 | SDG&E | SAN DIEGO | ADDRESS CONFIDENTIAL SAN DIEGO 92101 | 619-587-1414 |  |  | 619-234-1500 |  | MARRIOTT ENTERPRISES | CONFIDENTIAL | CONFIDENTIAL | CONFIDENTIAL
MCANALLY EGG RANCH | G0334 | OIL/GAS | OIL/GAS - NATURAL GAS (COGEN) |  | 0.12 |  | 1994-01-01 | SCE | SAN BERNARDINO | YUCAIPA
MCCLELLAN | G0335 | OIL/GAS | OIL/GAS - NATURAL GAS | COMBUSTION TURBINE | 49.6 | 49.9 | 1986-01-01 | SMUD | SACRAMENTO | MCCLELLAN AFB SACRAMENTO |  | SMUD | DON LINDNER | 916-648-1220 | 6201 S ST, SACRAMENTO 95817, PO BOX 15830, 95852-1830 | SMUD | LARRY HUDDLE | 916-732-5843 | 6201 S ST, SACRAMENTO 95817, PO BOX 15830, 95852-1830
MCKITTRICK LIMITED | G0339 | OIL/GAS | OIL/GAS - NATURAL GAS (COGEN) |  | 48.094 | 48 | 1991-10-16 | PG&E | KERN | 4905 WEST REWARD ROAD MCKITTRICK 93251 | 805-762-7391 | DESTEC ENERGY | JEANNE BENEDETTI | 805-393-6885 | 34769 LENCIONI AVE, STE A, BAKERSFIELD 93308 | DESTEC ENERGY INC | ROBERT MCFEDRIES | 713-735-4000 | 2500 CITYWEST BLVD, STE 150, BOX 4411, HOUSTON TX 77042
MEDICAL CENTER HOSPITAL | G0388 | OIL/GAS | OIL/GAS - NATURAL GAS (COGEN) | GAS TURBINE | 2.4 | 2.4 | 1986-06-19 | SDG&E | SAN DIEGO | 100 BALBOA PARK, 34800 BOB WILSON DRIVE SAN DIEGO 95134 | 619-532-6400 |  |  | 619-532-8030 |  | WESTNAVFACENGCOM - CODE 163 | CONFIDENTIAL | CONFIDENTIAL | CONFIDENTIAL
MERCY HOSPITAL II | G0341 | OIL/GAS | OIL/GAS - NATURAL GAS (COGEN) | RECIP | 0.8 | 0.8 | 1984-12-12 | SDG&E | SAN DIEGO | 4077 5TH AVE. SAN DIEGO 92103-2105 | 619-294-8111 | MERCY HOSPITAL |  | 619-294-8111 |  | MERCY HOSPITAL AND MEDICAL CENTER | CONFIDENTIAL | CONFIDENTIAL | CONFIDENTIAL
METAL SURFACES | G0343 | OIL/GAS | OIL/GAS - NATURAL GAS (COGEN) | COMBINED CYCLE/TOPPING CYCLE | 0.35 |  | 1993-06-09 | SCE | LOS ANGELES | 6060 SHULL STREET BELL GARDENS 90201 |  | METAL SURFACES, INC. |  | 310-927-1331
MICRO UTILITY (FOSS PLANTING) | G0349 | OIL/GAS | OIL/GAS - NATURAL GAS (COGEN) | GAS-FUELED RECIPROCATING ENGINE | 0.1 |  | 1988-07-11 | SCE | LOS ANGELES | ADDRESS CONFIDENTIAL SANTA FE SPRINGS 90670 |  | MICRO UTILITY PARTNERS OF AMERICA | CONFIDENTIAL | CONFIDENTIAL | CONFIDENTIAL | FOSS PLATING INC. | CONFIDENTIAL | CONFIDENTIAL | CONFIDENTIAL
MICRO UTILITY (LAKE ARROWHEAD HILTON) | G0345 | OIL/GAS | OIL/GAS - NATURAL GAS (COGEN) | GAS-FUELED RECIPROCATING ENGINE | 0.28 |  | 1988-09-13 | SCE | SAN BERNARDINO | ADDRESS CONFIDENTIAL LAKE ARROWHEAD 92352 |  | MICRO UTILITY PARTNERS OF AMERICA | CONFIDENTIAL | CONFIDENTIAL | CONFIDENTIAL | LAKE ARROWHEAD HILTON | CONFIDENTIAL | CONFIDENTIAL | CONFIDENTIAL
MICRO UTILITY (QUAKER) | G0352 | OIL/GAS | OIL/GAS - NATURAL GAS (COGEN) | GAS-FUELED RECIPROCATING ENGINE | 0.1 |  | 1987-12-29 | SCE | LOS ANGELES | ADDRESS CONFIDENTIAL WHITTIER 90606 |  | MICRO UTILITY PARTNERS OF AMERICA | CONFIDENTIAL | CONFIDENTIAL | CONFIDENTIAL | TRAIN JOHNSON POWER | CONFIDENTIAL | CONFIDENTIAL | CONFIDENTIAL
MICRO UTILITY (SAFE PLANTING) | G0353 | OIL/GAS | OIL/GAS - NATURAL GAS (COGEN) | GAS-FUELED RECIPROCATING ENGINE | 0.1 |  | 1988-08-15 | SCE | LOS ANGELES | ADDRESS CONFIDENTIAL INDUSTRY 91745 |  | MICRO UTILITY PARTNERS OF AMERICA | CONFIDENTIAL | CONFIDENTIAL | CONFIDENTIAL | TRAIN JOHNSON POWER | CONFIDENTIAL | CONFIDENTIAL | CONFIDENTIAL
MIDSET COGENERATION | G0355 | OIL/GAS | OIL/GAS - NATURAL GAS (COGEN) |  | 46 | 46 | 1989-03-16 | PG&E | KERN | 13705 SHALE ROAD FELLOWS 93224 | 805-768-4180 | MIDSET COGENERATION |  | 805-768-4644 | PO BOX 80178, BAKERSFIELD CA 93380
MIDSUN PARTNERS | G0356 | OIL/GAS | OIL/GAS - NATURAL GAS (COGEN) |  | 27.35 | 27.295 | 1989-02-27 | PG&E | KERN | 3344 CROCKER SPRINGS ROAD FELLOWS 93224 | 805-768-4338 | MIDSUN PARTNERS L.P. | CHARLES MULKEY | 714-737-3570 | PO BOX 40, FELLOWS 93224
MIDWAY-SUNSET COGENERATION #1-#3 | G0358 | OIL/GAS | OIL/GAS - NATURAL GAS (COGEN) | GAS TURBINE | 225 | 0 | 1989-02-24 | SCE | KERN | 3466 WEST CROCKER SPRINGS ROAD (& MOCAL ROAD, OFF WEST SIDE HWY) FELLOWS 93224-4357 | 805-768-3020 | MIDWAY-SUNSET COGENERATION CO | EDMOND R. WESTERN | 805-768-3020 | PO BOX 457, FELLOWS, CA 93224-4357 | MISSION ENERGY COMPANY |  | 714-752-5588 | 18101 VON KARMAN AVE, #1700, IRVINE CA 92715
MIRAMAR | G0360 | OIL/GAS | OIL/GAS - NATURAL GAS | COMBUSTION TURBINE | 39 | 58 | 1972-05-01 | SDG&E | SAN DIEGO | 6897 CONSOLIDATED WAY SAN DIEGO 92121 |  | SDG&E | THOMAS PAGE | 619-696-2000 | 101 ASH ST, SAN DIEGO CA 92101 | SDG&E | THOMAS PAGE | 619-696-2000 | 101 ASH ST, SAN DIEGO CA 92101
MOJAVE COGENERATION | G0366 | OIL/GAS | OIL/GAS - NATURAL GAS (COGEN) | COMBINED CYCLE/TOPPING CYCLE | 56.85 |  | 1990-12-01 | SCE | KERN | 14486 BORAX ROAD (& SUCKOW ROAD) BORON 93516 | 619-762-7333 | MOJAVE COGENERATION CO | CONFIDENTIAL | CONFIDENTIAL | CONFIDENTIAL | MOJAVE COGENERATION CO | CONFIDENTIAL | CONFIDENTIAL | CONFIDENTIAL
MONARCH COGENERATION | G0368 | OIL/GAS | OIL/GAS - NATURAL GAS (COGEN) |  | 17 | 17 | 1986-12-08 | PG&E | KERN | SOUTH MIDWAY-SUNSET TAFT |  | MONARCH COGENERATION | NANCY PORTER | 619-54-5191 | PO BOX 85376, SAN DIEGO 92138-5376
MONTEREY POWER COMPANY | G0589 | OIL/GAS | OIL/GAS - NATURAL GAS (COGEN) |  | 6 | 6 | 1991-03-01 | PG&E | MONTEREY | 430 ESPINOSA ROAD SALINAS 93907 | 408-442-3105 | SUNNYSIDE COGENERATION INC. |  | 408-442-3105 | 1818 11TH STREET, SACRAMENTO CA 95814
MORRO BAY #1-#4 (#1-#2 NON-OPERATIONAL) | G0371 | OIL/GAS | OIL/GAS - NATURAL GAS | STEAM TURBINE | 1002 | 1056.2 | 1955-10-01 | PG&E | SAN LUIS OBISPO | 1290 EMBARCADERO MORRO BAY 93442 | 805-595-5001 | PG&E | W.A. BROSSARD |  |  | DUKE ENERGY
MOSS LANDING #6-#7 (#1-#5 RETIRED) | G0372 | OIL/GAS | OIL/GAS - NATURAL GAS | STEAM TURBINE | 1478 | 1623.6 | 1950-04-01 | PG&E | MONTEREY | HWY 1 & DOLAN ROAD MOSS LANDING 95039-0027 | 408-633-6700 | PG&E | R.T. NELSON |  | HWY 1 & DOLAN RD, MOSS LANDING 95039-0027 | PG&E (#1-5), DUKE ENERGY (#6-7) | R. LIVINGSTON | 415-973-7000 | 245 MARKET ST,NIIE, SAN FRANCISCO 94105
MT. SAN ANTONIO GARDENS | G0377 | OIL/GAS | OIL/GAS - NATURAL GAS (COGEN) | GAS-FUELED RECIPROCATING ENGINE | 0.12 |  | 1985-01-01 | SCE | LOS ANGELES | ADDRESS CONFIDENTIAL POMONA 91767 |  | MT SAN ANTONIO GARDENS | CONFIDENTIAL | CONFIDENTIAL | CONFIDENTIAL | MT. SAN ANTONIO GDN. | CONFIDENTIAL | CONFIDENTIAL | CONFIDENTIAL
MULE CREEK STATE PRISON | G0378 | OIL/GAS | OIL/GAS - NATURAL GAS (COGEN) | INTERNAL COMBUSTION ENGINE | 3 | 3.5 | 1989-01-01 | PG&E | AMADOR | 4001 HIGHWAY 104 IONE 95640 | 209-274-5935 | MULE CREEK STATE PRISON | L.W. WILLIAMS | 209-274-5935 | 4001 HWY 104, IONE CA 95640 | MULE CREEK STATE PRISON | L.W. WILLIAMS | 209-274-5935 | 4001 HWY 104, IONE CA 95640
MUNICIPAL COGEN PLANT | G0119 | OIL/GAS | OIL/GAS - NATURAL GAS (COGEN) | GAS-FUELED RECIPROCATING ENGINE | 1.222 | 1.222 | 1984-04-01 | SCE | RIVERSIDE | 205 NORTH EL CIELO PALM SPRINGS 92263 | 619-323-8167 | CITY OF PALM SPRINGS | CONFIDENTIAL | CONFIDENTIAL | CONFIDENTIAL | CITY OF PALM SPRINGS | CONFIDENTIAL | CONFIDENTIAL | CONFIDENTIAL
NAPA STATE HOSPITAL | G0387 | OIL/GAS | OIL/GAS - NATURAL GAS (COGEN) |  | 1.33 | 1.33 | 1984-07-18 | PG&E | NAPA | 2100 NAPA/VELLEGO IMOLA 94558-6293 | 707-253-5288 | NAPA STATE HOSPITAL |  | 707-253-5288
NAVAL STATION | G0389 | OIL/GAS | OIL/GAS - NATURAL GAS (COGEN) | COMBUSTION TURBINE WITH WASTE HEAT | 23 | 33.3 | 1976-09-01 | SDG&E | SAN DIEGO | VESTA STREET SAN DIEGO 92136 |  | SDG&E | THOMAS PAGE | 619-696-2000 | 101 ASH ST, SAN DIEGO CA 92101 | SDG&E | THOMAS PAGE | 619-696-2000 | 101 ASH ST, SAN DIEGO CA 92101
NAVAL STATION ENERGY FACILITY | G0626 | OIL/GAS | OIL/GAS - NATURAL GAS (COGEN) | COMBINED CYCLE | 49.9 | 49.9 | 1989-07-12 | SDG&E | SAN DIEGO | 213 WARD ROAD SAN DIEGO 92136 | 619-239-1173 | SITHE ENERGY |  | 619-297-3216 |  | SITHE/ENERGIES GROUP | CONFIDENTIAL | CONFIDENTIAL | CONFIDENTIAL
NAVY 35R | G0775 | OIL/GAS | OIL/GAS - NATURAL GAS (COGEN) |  | 58.914 |  | 1994-11-02 | PG&E | KERN | TUPMAN
NAVY REG. DATA AUTOMATION CENTER | G0390 | OIL/GAS | OIL/GAS - NATURAL GAS (COGEN) | RECIP | 2.6 | 2.6 | 1987-11-15 | SDG&E | SAN DIEGO | CORONADO 92136 |  |  |  | 619-239-9900 |  | WESTNAVFACENGCOM - CODE 163 | CONFIDENTIAL | CONFIDENTIAL | CONFIDENTIAL
NCPA STIG | G0381 | OIL/GAS | OIL/GAS - NATURAL GAS | COMBUSTION TURBINE | 49 | 49.7 | 1996-01-01 | LODI | SAN JOAQUIN | 12751 N. THORNTON ROAD LODI | [5 empty] | NCPA | LARRY JONES | 916-781-3636 | 180 CIRBY WAY, ROSEVILLE CA 95678
NORTH AMERICAN CHEMICAL COMPANY | G0396 | OIL/GAS | OIL/GAS - NATURAL GAS (COGEN) | COMBUSTION TURBINE/TOPPING CYCLE | 15 | 15 | 1979-06-25 | SCE | SAN BERNARDINO | 13200 MAIN STREET TRONA 93592 | 619-372-2367 | NORTH AMERICAN CHEMICAL CO | CONFIDENTIAL | CONFIDENTIAL | CONFIDENTIAL | NORTH AMERICAN CHEMICAL CO. | CONFIDENTIAL | CONFIDENTIAL | CONFIDENTIAL
NORTH ISLAND CT1-CT2 | G0398 | OIL/GAS | OIL/GAS - NATURAL GAS | COMBUSTION TURBINE WITH WASTE HEAT | 38 | 58 | 1972-06-01 | SDG&E | SAN DIEGO | END OF HWY 282, WEST OF ORANGE AVE, ROGERS ROAD AT QUAY STREET CORONADO 92135 |  | SDG&E | THOMAS PAGE | 619-696-2000 | 101 ASH ST, SAN DIEGO CA 92101 | SDG&E | THOMAS PAGE | 619-696-2000 | 101 ASH ST, SAN DIEGO CA 92101
NTC CENTRAL PLANT | G0385 | OIL/GAS | OIL/GAS - NATURAL GAS (COGEN) | COMBUSTION TURBINE WITH WASTE HEAT | 16 | 21.2 | 1968-11-01 | SDG&E | SAN DIEGO | 5555 MOREHOUSE DRIVE SAN DIEGO 92121 | 619-658-2068 | SDG&E | THOMAS PAGE | 619-696-2000 | 101 ASH ST, SAN DIEGO CA 92101 | SDG&E | THOMAS PAGE | 619-696-2000 | 101 ASH ST, SAN DIEGO CA 92101
NUEVO ENERGY COMPANY (DOME) | G0627 | OIL/GAS | OIL/GAS - NATURAL GAS (COGEN) |  | 6.064 | 6.064 | 1988-09-02 | PG&E | KERN | ADDRESS CONFIDENTIAL FELLOWS | [5 empty] | UNOCAL | STEVE HEITER | 805-322-7600 | 1800 30TH ST, STE 200, BAKERSFIELD CA 93301
NUEVO ENERGY COMPANY (WELPORT) | G0644 | OIL/GAS | OIL/GAS - NATURAL GAS (COGEN) |  | 3.75 | 3.75 | 1990-01-27 | PG&E | KERN | 1 MILE SOUTH OF CYMRIC RD, OFF FRANCO WESTERN RD MCKITTRICK 93251 | 805-763-5171
NUTRA SWEET KELCO | G0290 | OIL/GAS | OIL/GAS - NATURAL GAS (COGEN) | TURBINE | 24 | 24 | 1983-10-19 | SDG&E | SAN DIEGO | 2145 EAST BELT STREET SAN DIEGO 92113 | 619-292-4900 | MERCK KELCO CO. |  | 619-232-5363 |  | KELCO- DIVISION OF MERCK & CO.,INC | CONFIDENTIAL | CONFIDENTIAL | CONFIDENTIAL
O'BRIEN CALIFORNIA COGEN (CAL MILK) | G0401 | OIL/GAS | OIL/GAS - NATURAL GAS (COGEN) | COMBINED CYCLE/TOPPING CYCLE | 34 | 34 | 1989-08-20 | SCE | LOS ANGELES | 17306 FALLON AVENUE ARTESIA 90701 | 310-924-7080 | O'BRIEN CALIFORNIA COGEN LTD | CONFIDENTIAL | CONFIDENTIAL | CONFIDENTIAL | O'BRIEN CALIFORNIA COGEN LTD | CONFIDENTIAL | CONFIDENTIAL | CONFIDENTIAL
O'BRIEN ENERGY SYSTEMS (SANTA MARIA) | G0760 | OIL/GAS | OIL/GAS - NATURAL GAS (COGEN) |  | 43 | 43 | 1986-04-01 | PG&E | SANTA BARBARA | 1660 SINTON ROAD SANTA MARIA 93456
O.L.S. ENERGY (CAMARILLO STATE HOSPITAL) | G0403 | OIL/GAS | OIL/GAS - NATURAL GAS (COGEN) | COMBINED CYCLE/TOPPING CYCLE | 27.89 |  | 1987-12-22 | SCE | VENTURA | 1947 WEST POTRERO ROAD CAMARILLO 93010 | 805-388-7065 | O.L.S. ACQUISITION | CONFIDENTIAL | CONFIDENTIAL | CONFIDENTIAL | O.L.S. ACQUISITION | CONFIDENTIAL | CONFIDENTIAL | CONFIDENTIAL
O.L.S. ENERGY (CHINO MEN'S INSTITUTION) | G0404 | OIL/GAS | OIL/GAS - NATURAL GAS (COGEN) | COMBINED CYCLE/TOPPING CYCLE | 27.75 |  | 1987-12-24 | SCE | SAN BERNARDINO | 5601 EUCALYPTUS AVENUE CHINO 91710 | 909-597-0338 | O.L.S. ENERGY | CONFIDENTIAL | CONFIDENTIAL | CONFIDENTIAL | CALIF.INST.FOR MEN | CONFIDENTIAL | CONFIDENTIAL | CONFIDENTIAL
OILDALE ENERGY LLC | G0409 | OIL/GAS | OIL/GAS - NATURAL GAS (COGEN) |  | 33.8 | 33.8 | 1985-03-14 | PG&E | KERN | 1134 MANOR STREET (& NORRIS RD) BAKERSFIELD 93308 | 805-392-0301 | OILDALE COGENERATION PARTNERS | HARRY SCARBOROUGH | 805-392-0301 | PO BOX 81496, BAKERSFIELD 93380 | CSW ENERGY AND ARK ENERGY |  | 214-777-1701 | CSW: 1616 WOODALL RODGERS FREEWAY, DALLAS TX 75266
OLIVE #1-#4 | G0410 | OIL/GAS | OIL/GAS - NATURAL GAS | STEAM TURBINE, GAS TURBINE | 156.7 | 172 | 1959-01-01 | BURBANK | LOS ANGELES | 164 WEST MAGNOLIA BLVD BURBANK 91502 | 818-238-3699 | CITY OF BURBANK | RONALD STASSI |  | 164 W. MAGNOLIA BLVD, BURBANK CA 91502 | CITY OF BURBANK | DENNIS K. MORAN | 818-238-3699 | 164 W. MAGNOLIA BLVD, BURBANK CA 91503-0631
ONTARIO COGENERATION (SUNKIST) | G0415 | OIL/GAS | OIL/GAS - NATURAL GAS (COGEN) | COMBINED CYCLE/TOPPING CYCLE | 11.755 | 11.755 | 1984-11-01 | SCE | SAN BERNARDINO | 705 EAST CALIFORNIA STREET ONTARIO 91761 | 909-986-1238 | INTERNATIONAL POWER TECHNOLOGY | BENJAMIN F. HEIL, JR. | 415-592-9020 | 100 MARINE PARKWAY, STE 325 REDWOOD CITY CA 94065 | INTERNATIONAL POWER TECHNOLOGY | BENJERMAN F. HEIL JR. | 415-592-9020 | 100 MARINE PARKWAY, STE 325 REDWOOD CITY CA 94065
ORMOND BEACH #1-#2 | G0421 | OIL/GAS | OIL/GAS - NATURAL GAS | COMBINED CYCLE - STEAM TURBINE | 1500 | 1612.8 | 1971-01-01 | SCE | VENTURA | 6635 SOUTH EDISON DRIVE OXNARD 93030 | 805-986-7291 | SCE | ERLAND E. GULBRAND | 805-986-7291 | PO BOX 800, ROSEMEAD 91770 | SCE | THOMAS PAGE | 818-302-1212 | PO BOX 800, ROSEMEAD 91770
OROVILLE COGENERATION | G0424 | OIL/GAS | OIL/GAS - NATURAL GAS (COGEN) | INTERNAL COMBUSTION ENGINE | 8.5 | 8.5 | 1989-12-18 | PG&E | BUTTE | 695 CAL OAK DRIVE OROVILLE 95965 |  | LOUISIANA PACIFIC CORPORATION | WILLIAM J WEBB | 916-534-6604 | PO BOX 1879 MERLO LANE, OROVILLE 95965 | LOUISIANA PACIFIC CORPORATION | WILLIAM J. WEBB | 916-534-6604 | PO BOX 1879 MERLO LANE, OROVILLE 95965
OWL COMPANIES | G0098 | OIL/GAS | OIL/GAS - NATURAL GAS (COGEN) |  | 0.6 |  | 1985-12-30 | PG&E | SANTA CRUZ | 1 CHAMINADE LANE SANTA CRUZ 95062 |  | OWL COMAPNIES
OXNARD HIGH SCHOOL | G0425 | OIL/GAS | OIL/GAS - NATURAL GAS (COGEN) | GAS-FUELED RECIPROCATING ENGINE | 0.12 |  |  | SCE | VENTURA | 937 W. 5TH STREET OXNARD 93030 | 805-486-4777 | OXNARD UNION HIGH SCHOOL DISTRI | CONFIDENTIAL | CONFIDENTIAL | CONFIDENTIAL | OXNARD HIGH SCHOOL | CONFIDENTIAL | CONFIDENTIAL | CONFIDENTIAL
OXNARD WWTP | G0003 | OIL/GAS | OIL/GAS - NATURAL GAS (COGEN) | GAS TURBINE COMBINED CYCLE | 1.5 |  | 1981-12-01 | SCE | VENTURA | 6001 SOUTH PERKINS ROAD OXNARD 93033 | 805-488-3517 | CITY OF OXNARD | CONFIDENTIAL | CONFIDENTIAL | CONFIDENTIAL | CITY OF OXNARD | CONFIDENTIAL | CONFIDENTIAL | CONFIDENTIAL
PACIFIC BELL | G0695 | OIL/GAS | OIL/GAS - NATURAL GAS | 3 2135 KW TURBINES | 6.42 | 6.42 |  | SDG&E | SAN DIEGO | 2228 SAIPAN DRIVE SAN DIEGO 92139 | 619-479-0009 | PACIFIC BELL |  | 619-479-0009
PALOMAR MEDICAL CENTER | G0434 | OIL/GAS | OIL/GAS - NATURAL GAS (COGEN) | RECIP | 1.3 | 1.3 | 1986-09-18 | SDG&E | SAN DIEGO | 555 EAST VALLEY PARKWAY ESCONDIDO 92025 | 619-739-3170 | PALOMAR MEMORIAL HOSPITAL |  | 619-739-3000 |  | PALOMAR POMERADO HOSPITAL DIST. | CONFIDENTIAL | CONFIDENTIAL | CONFIDENTIAL
PAPER PAK PRODUCTS | G0437 | OIL/GAS | OIL/GAS - NATURAL GAS (COGEN) | GAS-FUELED RECIPROCATING ENGINE | 1.4 |  | 1984-10-01 | SCE | LOS ANGELES | 1941 WHITE AVENUE LA VERNE 91750 | 909-392-1200 | PAPER PAK PRODUCTS | CONFIDENTIAL | CONFIDENTIAL | CONFIDENTIAL | PAPER PAK PRODUCTS | CONFIDENTIAL | CONFIDENTIAL | CONFIDENTIAL
PCA METAL FINISHING | G0427 | OIL/GAS | OIL/GAS - NATURAL GAS (COGEN) | GAS-FUELED RECIPROCATING ENGINE | 0.1 |  | 1994-12-15 | SCE | ORANGE | 1726 EAST ROSSLYNN AVE FULLERTON 92631 | 714-871-2490 |  | ARMAND AMEZAGA | 714-871-2490 | 1726 E. ROSSLYNN AVE, FULLERTON 92631
PETROMINERALS CORPORATION | G0445 | OIL/GAS | OIL/GAS - NATURAL GAS (COGEN) | GAS-FUELED RECIPROCATING ENGINE | 0.5 |  | 1986-07-15 | SCE | LOS ANGELES | ADDRESS CONFIDENTIAL SAUGUS 91350 |  | PETROMINERALS CORP | CONFIDENTIAL | CONFIDENTIAL | CONFIDENTIAL | PETROMINERALS CORP | CONFIDENTIAL | CONFIDENTIAL | CONFIDENTIAL
PITCHESS HONOR RANCH | G0157 | OIL/GAS | OIL/GAS - NATURAL GAS (COGEN) | COMBINED CYCLE/TOPPING CYCLE | 28.709 |  | 1988-10-24 | SCE | LOS ANGELES | 29300 THE OLD ROAD SAUGUS 91350 | 213-481-4211 | COUNTY OF LOS ANGELES | CONFIDENTIAL | CONFIDENTIAL | CONFIDENTIAL | COUNTY OF LOS ANGELES | CONFIDENTIAL | CONFIDENTIAL | CONFIDENTIAL
PITTSBURG #1-#7 (#1-#4 NON-OPERATIONAL) | G0450 | OIL/GAS | OIL/GAS - NATURAL GAS | STEAM TURBINE | 2022 | 2029.1 | 1954-07-01 | PG&E | CONTRA COSTA | 696 W 10TH STREET PITTSBURG 94565 | 510-427-3500 | PG&E | E.T. WEBB | 510-427-3500 | PO BOX 590, PITTSBURG CA 94565 | PG&E | R. LIVINGSTON | 415-973-7000 | 245 MARKET ST., NIIE,SAN FRANCISCO, CA 94105
POMERADO HOSPITAL | G0455 | OIL/GAS | OIL/GAS - NATURAL GAS (COGEN) | RECIP | 0.35 | 0.35 | 1988-01-31 | SDG&E | SAN DIEGO | ADDRESS CONFIDENTIAL POWAY 92064 |  | POMERADO HOSPITAL |  | 619-485-4669 |  | PALOMAR POMERADO HOSPITAL DIST. | CONFIDENTIAL | CONFIDENTIAL | CONFIDENTIAL
POMONA POWER FACILITY | G0456 | OIL/GAS | OIL/GAS - NATURAL GAS (COGEN) | COMBUSTION TURBINE/TOPPING CYCLE | 3.3 | 3.3 | 1987-10-04 | SCE | LOS ANGELES | 800 E. BONITA AVENUE POMONA 91766 | 909-625-8400 | A. JOHNSON, ENERGY DEV INC | CONFIDENTIAL | CONFIDENTIAL | CONFIDENTIAL | POMONA G P INC | CONFIDENTIAL | CONFIDENTIAL | CONFIDENTIAL
POMONA VALLEY COMMUNITY HOSPITAL | G0457 | OIL/GAS | OIL/GAS - NATURAL GAS (COGEN) | GAS-FUELED RECIPROCATING ENGINE | 0.8 | 0.8 | 1987-02-15 | SCE | LOS ANGELES | 1798 NORTH GAREY AVENUE POMONA 91767 | 909-865-9152 | POMONA VALLEY COMMUNITY HOSPITAL | CONFIDENTIAL | CONFIDENTIAL | CONFIDENTIAL | POMONA VALLEY COMMUNITY HOSPITAL | CONFIDENTIAL | CONFIDENTIAL | CONFIDENTIAL
PRESBYTERIAN INTERCOMMUNITY HOSPITAL | G0464 | OIL/GAS | OIL/GAS - NATURAL GAS (COGEN) | GAS-FUELED RECIPROCATING ENGINE | 0.48 |  | 1983-11-09 | SCE | LOS ANGELES | ADDRESS CONFIDENTIAL WHITTIER 90606 |  | PRESBYTERIAN INTERCOMM. HOSPITA | CONFIDENTIAL | CONFIDENTIAL | CONFIDENTIAL | PRESBYTERIAN INTERCOMM. HOSPITAL | CONFIDENTIAL | CONFIDENTIAL | CONFIDENTIAL
PROCTER & GAMBLE (OXNARD) #1-#2 | G0468 | OIL/GAS | OIL/GAS - NATURAL GAS (COGEN) | COMBINED CYCLE/TOPPING CYCLE | 69.7 | 69.7 | 1982-01-26 | SCE | VENTURA | 800 NORTH RICE AVENUE OXNARD 93030 | 805-485-8871 | PROCTOR & GAMBLE | CONFIDENTIAL | CONFIDENTIAL | CONFIDENTIAL | PROCTER & GAMBLE | CONFIDENTIAL | CONFIDENTIAL | CONFIDENTIAL
PROCTER & GAMBLE (SACRAMENTO) | G0466 | OIL/GAS | OIL/GAS - NATURAL GAS (COGEN) |  | 20.3 |  | 1994-01-15 | PG&E | SACRAMENTO | 8201 FRUITRIDGE RD SACRAMENTO 95813 | 916-383-3800 | PROCTER & GAMBLE |  | 916-383-3800 | PO BOX 13220, SACRAMENTO CA 95813
PROCTER & GAMBLE (SMUD) | G0467 | OIL/GAS | OIL/GAS - NATURAL GAS (COGEN) | COMBUSTION TURBINE WITH WASTE HEAT | 117 | 117 | 1997-01-01 | SMUD | SACRAMENTO | 8201 FRUITRIDGE RD SACRAMENTO 95813 |  | SMUD |  |  | 6201 S ST, SACRAMENTO 95817, PO BOX 15830, 95852-1830 | SACRAMENTO COGENERATION AUTHORITY
QUALCOMM | G0475 | OIL/GAS | OIL/GAS - NATURAL GAS (COGEN) | TURBINE | 2.25 | 2.25 | 1983-05-20 | SDG&E | SAN DIEGO | 5545 MOREHOUSE DR. SAN DIEGO 92121 | 619-450-7000 |  |  |  |  | HOME FED BANK | CONFIDENTIAL | CONFIDENTIAL | CONFIDENTIAL
R.J. DONOVAN CORRECTIONAL FACILITY | G0477 | OIL/GAS | OIL/GAS - NATURAL GAS (COGEN) | RECIP | 3.13 | 3.13 | 1987-12-31 | SDG&E | SAN DIEGO | 480 ALTA ROAD SAN DIEGO 92179 | 619-661-7371
RANCHO SIMI REC AND PARK DISTRICT #1-#2 | G0480 | OIL/GAS | OIL/GAS - NATURAL GAS (COGEN) | GAS-FUELED RECIPROCATING ENGINE | 0.12 |  | 1986-07-10 | SCE | VENTURA | 1765 ROYAL AVE SIMI VALLEY 93065 | 805-584-4400 | RANCHO SIMI RECREATION AND PARK | CONFIDENTIAL | CONFIDENTIAL | CONFIDENTIAL | RANCHO SIMI RECREATION AND PARK DISTRICT | CONFIDENTIAL | CONFIDENTIAL | CONFIDENTIAL
RED LION INN | G0485 | OIL/GAS | OIL/GAS - NATURAL GAS (COGEN) | GAS-FUELED RECIPROCATING ENGINE | 0.46 |  | 1987-06-15 | SCE | ORANGE | ADDRESS CONFIDENTIAL COSTA MESA 92626 |  | THUNDERBIRD/RED LION CORP | CONFIDENTIAL | CONFIDENTIAL | CONFIDENTIAL | RED LION INN | CONFIDENTIAL | CONFIDENTIAL | CONFIDENTIAL
REDDING POWER CT1-CT3, ST1 | G0487 | OIL/GAS | OIL/GAS - NATURAL GAS | STEAM TURBINE & COMBUSTION TURBINES | 102.5 | 102.5 | 1994-01-01 | REDDING | SHASTA | 17120 CLEAR CREEK ROAD REDDING 96001 |  | CITY OF REDDING | PHILIP HECKENBERG | 916-245-7020 | 760 PARKVIEW AVE, REDDING CA 96001 | CITY OF REDDING | PHIL HECKENBERG | 916-245-7020 | PO BOX 496071, REDDING 96049-6071
REDONDO #1-#8 (#1-#4 NON-OPERATIONAL) | G0490 | OIL/GAS | OIL/GAS - NATURAL GAS |  | 1310 | 1579.45 | 1948-01-01 | SCE | LOS ANGELES | 1100 HARBOR DRIVE REDONDO BEACH 90277 | 310-318-7491 | SCE | J.D. SOVERN |  | 1100 HARBOR DR, REDONDO BEACH CA 90277 | AES CORP.
RHONE-POULENC (DOMINGUEZ PLANT) | G0495 | OIL/GAS | OIL/GAS - NATURAL GAS (COGEN) | PROCESS STEAM PLANT/BOTTOMING CYCLE | 4.9 |  | 1976-08-06 | SCE | LOS ANGELES | 20720 SOUTH WILMINGTON AVE CARSON 90746 |  | RHONE-POULENC BASIC CHEMICALS | CONFIDENTIAL | CONFIDENTIAL | CONFIDENTIAL | RHONE-POULENC BASIC CHEMICALS | CONFIDENTIAL | CONFIDENTIAL | CONFIDENTIAL
RHONE-POULENC (STAUFFER CHEMICAL) | G0494 | OIL/GAS | OIL/GAS - NATURAL GAS (COGEN) | GAS TURBINE/HEAT RECOVERY STEAM GENERATR | 4 | 4 | 1977-06-01 | PG&E | CONTRA COSTA | 100 MOCOCO ROAD MARTINEZ 94553 | 510-228-5530 | STAUFFER CHEMICAL |  | 415-228-5530
RIALTO USD | G0496 | OIL/GAS | OIL/GAS - NATURAL GAS (COGEN) | GAS-FUELED RECIPROCATING ENGINE | 0.1 |  | 1989-12-20 | SCE | SAN BERNARDINO | ADDRESS CONFIDENTIAL RIALTO 92376 |  | EISENHOWER HIGH SCHOOL | CONFIDENTIAL | CONFIDENTIAL | CONFIDENTIAL | EISENHOWER HIGH SCHOOL | CONFIDENTIAL | CONFIDENTIAL | CONFIDENTIAL
RIMROCK VILLAGE PARTERSHIP | G0497 | OIL/GAS | OIL/GAS - NATURAL GAS (COGEN) | GAS-FUELED RECIPROCATING ENGINE | 0.12 |  | 1989-11-01 | SCE | SAN BERNARDINO | ADDRESS CONFIDENTIAL BARSTOW 92311 |  | RIMROCK VILLAGE APARTMENTS | CONFIDENTIAL | CONFIDENTIAL | CONFIDENTIAL | RIMROCK VILLAGE APARTMENTS | CONFIDENTIAL | CONFIDENTIAL | CONFIDENTIAL
RIPON COGENERATION | G0564 | OIL/GAS | OIL/GAS - NATURAL GAS (COGEN) |  | 49.5 | 49.9 | 1988-04-19 | PG&E | SAN JOAQUIN | 942 SOUTH STOCKTON STREET RIPON 95366 | 209-599-4241 | SIMPSON PAPER COMPANY |  | 209-599-4241
ROCKWELL INTERNATIONAL | G0502 | OIL/GAS | OIL/GAS - NATURAL GAS (COGEN) | MISCELLANEOUS/BOTTOMING CYCLE | 28 |  | 1993-05-30 | SCE | VENTURA | SECTION 1 FACILITY, BLDG. 355, WOOLSEY CANYON ROAD SANTA SUSANA 91311 | 818-586-5000 | ENERGY TECHNOLOGY ENGINEERING C | CONFIDENTIAL | CONFIDENTIAL | CONFIDENTIAL | ROCKWELL INTERN'L | CONFIDENTIAL | CONFIDENTIAL | CONFIDENTIAL
ROCKWELL INTERNATIONAL (KALINA) | G0503 | OIL/GAS | OIL/GAS - NATURAL GAS (COGEN) | MISCELLANEOUS/BOTTOMING CYCLE | 3.5 |  | 1992-08-25 | SCE | VENTURA | ADDRESS CONFIDENTIAL SANTA SUSANA |  | ROCKWELL INTERNATIONAL | CONFIDENTIAL | CONFIDENTIAL | CONFIDENTIAL | ROCKWELL INTERNATIONAL | CONFIDENTIAL | CONFIDENTIAL | CONFIDENTIAL
ROCKWOOD GT1-GT2 | G0504 | OIL/GAS | OIL/GAS - NATURAL GAS | COMBUSTION TURBINE | 41 | 50 | 1979-06-01 | IID | IMPERIAL | 4195 DOGWOOD ROAD BRAWLEY 92227 |  | IID | R.A. MCCULLOUGH | 619-339-9477 | 333 E BARIONI BLVD, BOX 937, IMPERIAL 92251 | IID | R.A. MCCULLOUGH | 619-339-9477 | 333 E BARIONI BLVD, BOX 937, IMPERIAL 92251
ROSEVILLE #1-#2 | G0382 | OIL/GAS | OIL/GAS - NATURAL GAS | COMBUSTION TURBINE | 49.9 | 50.4 | 1986-04-01 | PG&E | PLACER | 2151 NICHOLS DRIVE ROSEVILLE 95678 |  | NCPA | MICHAEL A. ARGENTINE |  |  | NCPA (75%), CSC (25%) | NCPA: M.W. MCDONALD | 916-781-3636 | NCPA: 180 CIRBY WAY, ROSEVILLE CA 95678
ROYALTY CARPET MILLS | G0507 | OIL/GAS | OIL/GAS - NATURAL GAS (COGEN) | GAS-FUELED RECIPROCATING ENGINE | 0.425 |  | 1994-04-30 | SCE | ORANGE | 17352 DERIAN AVENUE IRVINE 92714-5815 | 714-474-4000 |  | MANUEL DWIGHT | 714-474-4000 | 17352 DERIAN AVE, IRVINE 92714-5815
SAINT AGNES HOSPITAL | G0518 | OIL/GAS | OIL/GAS - NATURAL GAS (COGEN) | GAS TURBINE/HEAT RECOVERY STEAM GENERATR | 2.325 | 2.325 | 1985-11-21 | PG&E | FRESNO | 1303 EAST HERNDON AVENUE FRESNO 93720 | 209-449-3000 | SAINT AGNES COGENERATION |  | 209-449-3000
SALINAS RIVER COGEN | G0520 | OIL/GAS | OIL/GAS - NATURAL GAS (COGEN) |  | 49.9 |  | 1991-10-11 | PG&E | MONTEREY | STAR ROUTE 42 SARGENTS CANYON ROAD SAN ARDO 93450 | 408-627-2514 |  | DENNIS CAMPBELL | 408-627-2514 | STAR RTE BOX 42, SARGENTS RD, SAN ARDON CA 93450
SALK INSTITUTE | G0521 | OIL/GAS | OIL/GAS - NATURAL GAS (COGEN) | RECIP | 1.3 | 1.3 | 1984-08-16 | SDG&E | SAN DIEGO | 10010 NORTH TORREY PINES ROAD LA JOLLA 92037 | 619-453-4100 | SALK INSTITUTE |  | 619-453-4100
SAN ANTONIO COMMUNITY HOSPITAL | G0522 | OIL/GAS | OIL/GAS - NATURAL GAS (COGEN) | GAS-FUELED RECIPROCATING ENGINE | 1.744 | 1.744 | 1985-07-01 | SCE | SAN BERNARDINO | 999 SAN BARNARDINO ROAD UPLAND 91786 | 909-985-2811 | SAN ANTONIO COMMUNITY HOSPITAL | ARTHUR J. FOTSCHKY | 909-985-2811 | 271 NORTH ALLYN AVE, ONTARIO CA 91764 | SAN ANTONIO COMMUNIT | CONFIDENTIAL | CONFIDENTIAL | CONFIDENTIAL
SAN BERNARDINO #1-#2 | G0523 | OIL/GAS | OIL/GAS - NATURAL GAS | STREAM TURBINE | 126 | 130.56 | 1957-01-01 | SCE | SAN BERNARDINO | 25770 SAN BERNARDINO AVENUE SAN BERNARDINO 92408 |  | SCE | D.L FRYER |  | PO BOX 800, ROSEMEAD 91770 | THERMO ECOTEK
SAN DIEGO POWER & COOLING COMPANY | G0527 | OIL/GAS | OIL/GAS - NATURAL GAS (COGEN) | RECIP | 1.6 | 1.6 | 1984-12-01 | SDG&E | SAN DIEGO | 901 KETTNER BLVD SAN DIEGO 92101 | 619-231-0157 |  |  | 503-236-3323 |  | ONSITE ENERGY, INC. | CONFIDENTIAL | CONFIDENTIAL | CONFIDENTIAL
SAN FRANCISCO REFINERY | G0632 | OIL/GAS | OIL/GAS - NATURAL GAS (COGEN) |  | 49.9 | 49.9 | 1987-05-21 | PG&E | CONTRA COSTA | 1380 SAN PABLO AVENUE RODEO 94572 | 510-799-4411
SAN GABRIEL MILL | G0562 | OIL/GAS | OIL/GAS - NATURAL GAS (COGEN) | COMBINED CYCLE/TOPPING CYCLE | 36 | 36 | 1985-11-18 | SCE | LOS ANGELES | 100 NORTH ERIE STREET POMONA 91769 | 909-355-1321 | SIMPSON PAPER COMPANY | CONFIDENTIAL | CONFIDENTIAL | CONFIDENTIAL | SIMPSON PAPER CO. | CONFIDENTIAL | CONFIDENTIAL | CONFIDENTIAL
SAN JOAQUIN COGEN | G0529 | OIL/GAS | OIL/GAS - NATURAL GAS (COGEN) |  | 49.9 | 55 | 1990-01-09 | PG&E | SAN JOAQUIN | 17200 SOUTH HARLAND ROAD LATHROP 95330 | 209-858-5129 | CNG POWER CO | SCOTT KICKLER | 209-858-5129 | 17200 S. HARLAN RD, LATHROP CA 95330 | DESTEC ENERGY INC | ROBERT MCFEDRIES | 713-735-4000 | 2500 CITYWEST BLVD, STE 150, BOX 4411, HOUSTON TX 77042
SAN JOAQUIN POWER COMPANY | G0283 | OIL/GAS | OIL/GAS - NATURAL GAS (COGEN) |  | 10.75 | 10.75 | 1991-04-19 | PG&E | MERCED | 5129 NORTH ORCHARD PARKVIEW WINTON 95388 | 209-358-2534 | JRW & ASSOCIATES |  | 209-358-2534
SAN JOSE COGEN | G0087 | OIL/GAS | OIL/GAS - NATURAL GAS (COGEN) |  | 6 | 6 | 1984-12-18 | PG&E | SANTA CLARA | 129 SOUTH 10TH STREET SAN JOSE 95192 |  | INTERNATIONAL POWER TECHNOLOGY | BENJAMIN F. HEIL, JR. | 415-592-9020 | 100 MARINE PARKWAY, STE 325 REDWOOD CITY CA 94065
SAN JOSE CONVENTION CENTER | G0121 | OIL/GAS | OIL/GAS - NATURAL GAS (COGEN) |  | 1.5 | 1.5 | 1990-04-02 | PG&E | SANTA CLARA | 408 ALMADEN STREET SAN JOSE 95110 | 408-277-5277 | CITY OF SAN JOSE |  | 408-277-5277 | PO BOX 90250, SAN JOSE CA 95110
SANTA BARBARA COTTAGE HOSPITAL | G0761 | OIL/GAS | OIL/GAS - NATURAL GAS (COGEN) |  | 6.4 | 6.4 | 1985-12-01 | PG&E | SANTA BARBARA | PUEBLO AT BATH STREET SANTA BARBARA 93102 | 805-682-7111
SANTA BARBARA COUNTY JAIL | G0508 | OIL/GAS | OIL/GAS - NATURAL GAS (COGEN) | FUEL CELL/WASTEHEAT RECOVERY | 0.2 |  | 1994-01-15 | SCE | SANTA BARBARA | 4436 CALLE REAL GOLETA
SANTA CRUZ COGEN | G0541 | OIL/GAS | OIL/GAS - NATURAL GAS (COGEN) |  | 2.635 | 2.635 | 1985-11-01 | PG&E | SANTA CRUZ | 1156 HIGH STREET SANTA CRUZ 95064 | 408-459-2734 | UC SANTA CRUZ |  | 408-459-0111 | UC SANTA CRUZ, SANTA CRUZ CA 95064
SANTA CRUZ WWTP | G0539 | OIL/GAS | OIL/GAS - NATURAL GAS (COGEN) |  | 0.65 |  | 1991-11-01 | PG&E | SANTA CRUZ | CALIFORNIA AVENUE & BAY STREET SANTA CRUZ 95062
SANTA MARIA COGEN | G0056 | OIL/GAS | OIL/GAS - NATURAL GAS (COGEN) |  | 8.044 | 8.044 | 1989-06-21 | PG&E | SANTA BARBARA | 732 SOUTH HANSON WAY SANTA MARIA 93454 | 805-928-9906 | BONNEVILLE PACIFIC |  | 805-928-9906 | PO BOX 5699, SANTA MARIA CA 93455
SANTA MONICA BAY HOTEL | G0544 | OIL/GAS | OIL/GAS - NATURAL GAS (COGEN) | CT/INDUSTRIAL TOPPING CYCLE | 0.95 | 0.95 | 1987-06-01 | SCE | LOS ANGELES | 1700 OCEAN AVENUE SANTA MONICA 90401 |  | SANTA MONICA HOTEL ASSOC LTD | CONFIDENTIAL | CONFIDENTIAL | CONFIDENTIAL | LOEWS SANTA MONICA BEACH HOTEL | CONFIDENTIAL | CONFIDENTIAL | CONFIDENTIAL
SANTA YNEZ FACILITY | G0202 | OIL/GAS | OIL/GAS - NATURAL GAS (COGEN) | COMBUSTION TURBINE/TOPPING CYCLE | 49 | 49 | 1991-06-01 | SCE | SANTA BARBARA | 12000 CALLE REAL GOLETA 93117 | 805-494-2000 | EXXON COMPANY, U.S.A. | CONFIDENTIAL | CONFIDENTIAL | CONFIDENTIAL | EXXON COMPANY, U.S.A. | CONFIDENTIAL | CONFIDENTIAL | CONFIDENTIAL
SARGENT CANYON COGEN | G0547 | OIL/GAS | OIL/GAS - NATURAL GAS (COGEN) |  | 49.9 |  | 1991-10-07 | PG&E | MONTEREY | STAR ROUTE 42 SARGENTS CANYON ROAD SAN ARDO 93450 | 408-327-2027 | MISSION OPERATIONS & MAINTENANCE | LARRY S. FLASHBERG | 714-752-5588 | 18101 VON KARMAN AVE, STE 1700 IRVINE 92715-1007
SCATTERGOOD #1-#3 | G0549 | OIL/GAS | OIL/GAS - NATURAL GAS | STEAM TURBINE | 803 | 823.2 | 1958-12-01 | LADWP | LOS ANGELES | 12700 VISTA DEL PLAYA DEL REY 90293-8599 | 310-772-1870 | LADWP | R.W. LEARMAN |  | 12700 VISTA DEL MAR, PLAYA DEL REY, CA 90293-8599 | LADWP | WILLIAM MCCARLEY | 213-481-4211 | 111 N. HOPE ST, LOS ANGELES CA 90051-0100
SCRIPPS MEMORIAL HOSPITAL | G0550 | OIL/GAS | OIL/GAS - NATURAL GAS (COGEN) | RECIP | 1.6 | 1.6 | 1987-03-25 | SDG&E | SAN DIEGO | 9888 GENESSE AVENUE LA JOLLA 92037 | 619-457-4123 |  |  | 619-457-6050 |  | SCRIPPS MEMORIAL HOSPITAL | CONFIDENTIAL | CONFIDENTIAL | CONFIDENTIAL
SDSU MAIN PLANT | G0511 | OIL/GAS | OIL/GAS - NATURAL GAS (COGEN) | RECIP | 3 | 3 | 1985-12-01 | SDG&E | SAN DIEGO | 5300 CAMPANILE DRIVE SAN DIEGO 92182 | 619-594-2801 |  |  | 619-594-5200 |  | SAN DIEGO STATE UNIVERSITY | CONFIDENTIAL | CONFIDENTIAL | CONFIDENTIAL
SEA WORLD | G0551 | OIL/GAS | OIL/GAS - NATURAL GAS (COGEN) | RECIP | 2.56 | 2.56 | 1980-12-15 | SDG&E | SAN DIEGO | 1720 SOUTH SHORES ROAD SAN DIEGO 92109-7094 | 619-222-6363 | SEA WORLD |  | 619-222-6363 |  | SEA WORLD., INC. | CONFIDENTIAL | CONFIDENTIAL | CONFIDENTIAL
SHARP COMMUNITY HOSPITAL | G0553 | OIL/GAS | OIL/GAS - NATURAL GAS (COGEN) | RECIP | 0.3 | 0.3 | 1987-06-22 | SDG&E | SAN DIEGO | ADDRESS CONFIDENTIAL CHULA VISTA 92010 |  |  |  | 619-421-6110 |  | SHARP COMM HOSPITAL OF CHULA VISTA | CONFIDENTIAL | CONFIDENTIAL | CONFIDENTIAL
SHELL OIL REFINERY | G0755 | OIL/GAS | OIL/GAS - NATURAL GAS (COGEN) |  | 90 |  | 1995-12-12 | PG&E | CONTRA COSTA | 1800 MARINA VISTA MARTINEZ | 510-313-3000 |  |  |  |  | SHELL | JOEL HARMON |  | PO BOX 711, MARTINEZ CA 94533
SMURFIT NEWSPRINT CORPORATION | G0565 | OIL/GAS | OIL/GAS - NATURAL GAS (COGEN) | COMBUSTION TURBINE/TOPPING CYCLE | 12 |  | 1985-06-01 | SCE | LOS ANGELES | 2205 WEST MT. VERNON AVENUE POMONA 91766/8 | 909-629-0626 | GARDEN STATE NEWSPRINT | CONFIDENTIAL | CONFIDENTIAL | CONFIDENTIAL | GARDEN STATE NEWSPRINT | CONFIDENTIAL | CONFIDENTIAL | CONFIDENTIAL
SOLANO COUNTY GOVERNMENT CENTER | G0159 | OIL/GAS | OIL/GAS - NATURAL GAS (COGEN) |  | 1.45 | 1.4 | 1989-06-15 | PG&E | SOLANO | 501 DELAWARE STREET FAIRFIELD 94533
SOLAR TURBINES | G0568 | OIL/GAS | OIL/GAS - NATURAL GAS | TURBINE | 9.5 | 9.5 | 1995-03-15 | SDG&E | SAN DIEGO | 2200 PACIFIC HWY SAN DIEGO 92138 | 619-238-5876
SOLEDAD STATE PRISON | G0570 | OIL/GAS | OIL/GAS - NATURAL GAS (COGEN) |  | 2.2 | 2.2 | 1985-10-26 | PG&E | MONTEREY | HWY 101, 4 MILES NORTH OF SOLEDAD SOLEDAD 93960 | 408-678-3951 | INTERNATIONAL POWER TECHNOLOGY | RANDY CULLER | 415-372-9040 | 100 MARINE PARKWAY, STE 325 REDWOOD CITY CA 94065
SOUTH BAY ST1-ST4, GT1 | G0571 | OIL/GAS | OIL/GAS - NATURAL GAS | STEAM TURBINE | 693 | 811 | 1960-07-01 | SDG&E | SAN DIEGO | 990 BAY BLVD. CHULA VISTA 91911 | 619-498-5206 | SDG&E | B.E. ALFONSO | 619-498-5270 | 990 BAY BLVD, CHULA VISTA CA 91911 | SDG&E | THOMAS A PAGE | 619-696-2000 | 101 ASH ST, SAN DIEGO CA 92101
SOUTH BAY REGIONAL CENTER | G0574 | OIL/GAS | OIL/GAS - NATURAL GAS (COGEN) |  | 0.6 |  | 1984-02-21 | SDG&E | SAN DIEGO | ADDRESS CONFIDENTIAL SAN DIEGO | [5 empty] | COUNTY OF SAN DIEGO | CONFIDENTIAL | CONFIDENTIAL | CONFIDENTIAL
SOUTHERN CALIFORNIA GAS | G0579 | OIL/GAS | OIL/GAS - NATURAL GAS (COGEN) | GAS FUELED RECIPROCATING ENGINE | 0.55 |  | 1987-10-30 | SCE | LOS ANGELES | ADDRESS CONFIDENTIAL MONTEREY PARK 91754 |  | TULARE CO CORRECTIONAL CENTER | CONFIDENTIAL | CONFIDENTIAL | CONFIDENTIAL | SO.CALIF.GAS CO. | CONFIDENTIAL | CONFIDENTIAL | CONFIDENTIAL
SOUTHERN CALIFORNIA GAS (HYATT REGENCY) | G0513 | OIL/GAS | OIL/GAS - NATURAL GAS (COGEN) | FUEL CELL/WASTEHEAT RECOVERY | 0.2 |  | 1992-06-01 | SCE | ORANGE | 17900 JAMBOREE BLVD IRVINE | 714-975-1234 |  | R.S. BEAMAN | 714-975-1234 | 17900 JAMBOREE BLVD, IRVINE
SOUTHWEST MARINE | G0581 | OIL/GAS | OIL/GAS - NATURAL GAS (COGEN) | RECIP | 1.3 | 1.3 | 1986-10-01 | SDG&E | SAN DIEGO | 3165 PACIFIC HWY (FOOT OF SAMPSON STREET) SAN DIEGO 92112 | 619-238-1000 |  |  |  |  | SOUTHWEST MARINE | CONFIDENTIAL | CONFIDENTIAL | CONFIDENTIAL
SRI INTERNATIONAL | G0515 | OIL/GAS | OIL/GAS - NATURAL GAS (COGEN) |  | 6 | 6 | 1987-03-10 | PG&E | SAN MATEO | 333 RAVENSWOOD AVENUE MENLO PARK 94025 | 415-326-6200 | INTERNATIONAL POWER TECHNOLOGY | BENJAMIN F. HEIL, JR. | 415-592-9020 | 100 MARINE PARKWAY, STE 325 REDWOOD CITY CA 94065
ST. JOHN'S HOSPITAL AND HEALTH CENTER | G0582 | OIL/GAS | OIL/GAS - NATURAL GAS (COGEN) | COMBUSTION TURBINE/TOPPING CYCLE | 1.08 |  | 1992-02-05 | SCE | LOS ANGELES | 1328 22ND STREET SANTA MONICA 90404 | 310-315-6131 | ST. JOHN'S HOSPITAL & HEALTH CENTER |  | 310-315-6131 |  | ST.JOHN'S HOSPITAL &HEALTH CTR | CONFIDENTIAL | CONFIDENTIAL | CONFIDENTIAL
ST. LUKE MEDICAL CENTER | G0762 | OIL/GAS | OIL/GAS - NATURAL GAS (COGEN) |  | 1 | 1 | 1983-01-01 | SCE | LOS ANGELES | 2632 EAST WASHINGTON BLVD. PASADENA 91109 | 818-791-6602 |  |  |  |  | ORNDNA HEALTH CORPORATION
STANFORD ENERGY GROUP | G0446 | OIL/GAS | OIL/GAS - NATURAL GAS (COGEN) |  | 0.115 |  | 1986-01-08 | PG&E | ALAMEDA | 110 41ST STREET OAKLAND 94641 | 510-654-7172
STOCKTON WWTP | G0585 | OIL/GAS | OIL/GAS - NATURAL GAS (COGEN) |  | 1.35 | 1.5 | 1989-11-08 | PG&E | SAN JOAQUIN | 2500 NAVY DRIVE STOCKTON 95205 | 209-944-8736 | CITY OF STOCKTON, WASTE WATER PLANT
SUMMIT MEDICAL COGENERATION | G0340 | OIL/GAS | OIL/GAS - NATURAL GAS (COGEN) |  | 2.86 | 2.86 | 1985-03-15 | PG&E | ALAMEDA | 350 HAWTHORNE AVENUE OAKLAND |  | SUMMIT MEDICAL CENTER |  | 510-655-4000 | 3321 WEBSTER, OAKLAND CA 94609
SWEPI BELRIDGE | G0516 | OIL/GAS | OIL/GAS - NATURAL GAS (COGEN) | GAS TURBINE | 48 | 48 | 1986-01-10 | PG&E | KERN | .5 MILES NORTH OF 7TH STANDARD ROAD, 2 MILES WEST OF HWY 33 BAKERSFIELD 93309 | 805-326-5000 | CAL RESOURCES LLC | J.M. BERGSTROM | 805-326-5220 | PO BOX 11164, BAKERSFIELD CA 93389 | SHELL WESTERN E & P INC. (SWEPI)
SYCAMORE COGENERATION | G0590 | OIL/GAS | OIL/GAS - NATURAL GAS (COGEN) | CT/ENHANCED OIL RECOVERY | 300 | 300 | 1988-01-01 | SCE | KERN | 100 S.W. CHINA GRADE LOOP BAKERSFIELD 93308 | 805-392-2630 | SYCAMORE COGENERATION CO | CONFIDENTIAL | CONFIDENTIAL | CONFIDENTIAL | SYCAMORE COGENERATION CO | CONFIDENTIAL | CONFIDENTIAL | CONFIDENTIAL
TEXACO (LOST HILLS) | G0599 | OIL/GAS | OIL/GAS - NATURAL GAS (COGEN) |  | 10.97 | 10.97 | 1995-10-08 | PG&E | KERN | 13438 HOLLOWAY ROAD LOST HILLS 93249
TEXACO (MCKITTRICK) | G0600 | OIL/GAS | OIL/GAS - NATURAL GAS (COGEN) |  | 10.97 | 10.97 | 1994-10-01 | PG&E | KERN | WEST REWARD ROAD MCKITTRICK 93251
TEXACO (NORTH MIDWAY) | G0601 | OIL/GAS | OIL/GAS - NATURAL GAS (COGEN) |  | 10.97 | 10.97 | 1986-06-27 | PG&E | KERN | 2505 WEST RESERVE ROAD MCKITTRICK 93251
TEXACO (WILMINGTON) | G0776 | OIL/GAS | OIL/GAS - NATURAL GAS |  | 60 | 60 |  | LADWP | LOS ANGELES | 2101 EAST PACIFIC COAST HWY WILMINGTON 90748 | 310-522-6371
THE EPISCOPAL HOME | G0606 | OIL/GAS | OIL/GAS - NATURAL GAS (COGEN) | GAS FUELED RECIPROCATING ENGINE | 0.2 |  | 1986-03-15 | SCE | LOS ANGELES | ADDRESS CONFIDENTIAL ALHAMBRA 91803 |  | J.A. TRENT & ASSOCIATES | CONFIDENTIAL | CONFIDENTIAL | CONFIDENTIAL | THE EPISCOPAL HOME | CONFIDENTIAL | CONFIDENTIAL | CONFIDENTIAL
THE FORUM #1 | G0607 | OIL/GAS | OIL/GAS - NATURAL GAS (COGEN) | GAS FUELED RECIPROCATING ENGINE | 0.115 |  | 1985-04-01 | SCE | LOS ANGELES | ADDRESS CONFIDENTIAL INGLEWOOD 90306 |  | THE FORUM | CONFIDENTIAL | CONFIDENTIAL | CONFIDENTIAL | THE FORUM | CONFIDENTIAL | CONFIDENTIAL | CONFIDENTIAL
THE WAVE | G0667 | OIL/GAS | OIL/GAS - NATURAL GAS (COGEN) | RECIP | 0.12 | 0.12 | 1995-05-27 | SDG&E | SAN DIEGO | 161 RECREATION DRIVE VISTA 92083-5824
TORRANCE REFINERY | G0363 | OIL/GAS | OIL/GAS - NATURAL GAS (COGEN) | CT/INDUSTRIAL TOPPING CYCLE | 41.9 |  | 1983-05-01 | SCE | LOS ANGELES | 3700 WEST 190TH STREET TORRANCE 90509 |  | MOBIL OIL COMPANY | CONFIDENTIAL | CONFIDENTIAL | CONFIDENTIAL
TOSCO MARTINEZ | G0613 | OIL/GAS | OIL/GAS - NATURAL GAS (COGEN) | GAS TURBINE/HEAT RECOVERY STEAM GENERATR | 99.9 | 99.9 | 1987-02-23 | PG&E | CONTRA COSTA | 550 SOLANO WAY MARTINEZ 94553 | 510-372-3806 | FOSTER WHEELER MARTINEZ |  | 415-372-3806 |  | FOSTER WHEELER POWER SYSTEMS, INC. | PHIL PORTER | 908-730-4000 | PERRYVILLE CORPORATE PARK, CLINTON ND 08809
TOTAL ENERGY FACILITIES | G0158 | OIL/GAS | OIL/GAS - NATURAL GAS (COGEN) | GAS TURBINE COMBINED CYCLE | 16.5 |  | 1995-06-12 | SCE | LOS ANGELES | 24501 SOUTH FIGUEROA CARSON 90745 | 213-775-2351 | LA COUNTY SANITATION DISTRICT | CONFIDENTIAL | CONFIDENTIAL | CONFIDENTIAL | L.A. COUNTY SANITATION DISTRICT | STEPHEN R. MAQUIN | 213-685-5217 | 1955 WORKMAN MILL RD, PO BOX 4998, WHITTIER CA 90607
TRANSAMERICAN PLASTICS | G0614 | OIL/GAS | OIL/GAS - NATURAL GAS (COGEN) | GAS FUELED RECIPROCATING ENGINE | 0.34 |  |  | SCE | SAN BERNARDINO | ADDRESS CONFIDENTIAL ONTARIO 91761 |  | TRANSAMERICAN PLASTICS | CONFIDENTIAL | CONFIDENTIAL | CONFIDENTIAL | SAM CHEBIER | CONFIDENTIAL | CONFIDENTIAL | CONFIDENTIAL
TRW PLANT | G0591 | OIL/GAS | OIL/GAS - NATURAL GAS (COGEN) | RECIP | 1.3 | 1.3 | 1984-08-15 | SDG&E | SAN DIEGO | 1 RANCHO CARMEL DRIVE SAN DIEGO 92128-3403 | 619-592-3000 |  |  | 619-592-3715 |  | TRW INC. | CONFIDENTIAL | CONFIDENTIAL | CONFIDENTIAL
TULARE DETENTION FACILITY (BOB WILEY) | G0619 | OIL/GAS | OIL/GAS - NATURAL GAS (COGEN) | GAS FUELED RECIPROCATING ENGINE | 0.55 |  | 1987-05-01 | SCE | TULARE | ADDRESS CONFIDENTIAL VISALIA 93291 |  | TURBINE TECH | CONFIDENTIAL | CONFIDENTIAL | CONFIDENTIAL | COUNTY OF TULARE | CONFIDENTIAL | CONFIDENTIAL | CONFIDENTIAL
TURBINE TECH | G0620 | OIL/GAS | OIL/GAS - NATURAL GAS (COGEN) | GAS FUELED RECIPROCATING ENGINE | 0.15 |  | 1988-12-09 | SCE | ORANGE | ADDRESS CONFIDENTIAL YORBA LINDA 92686 |  | FULLERTON UNIFIED SCHOOL DISTRICT | CONFIDENTIAL | CONFIDENTIAL | CONFIDENTIAL | TURBINE TECHNOLOGY | CONFIDENTIAL | CONFIDENTIAL | CONFIDENTIAL
U.S. BORAX AND CHEMICAL | G0625 | OIL/GAS | OIL/GAS - NATURAL GAS (COGEN) | COMBUSTION TURBINE/TOPPING CYCLE | 45 | 45 | 1984-06-01 | SCE | KERN | 14486 BORAX ROAD BORON 93516 | 619-762-7000 | U.S. BORAX AND CHEMICAL CO | CONFIDENTIAL | CONFIDENTIAL | CONFIDENTIAL | U.S. BORAX AND CHEMICAL CO | CONFIDENTIAL | CONFIDENTIAL | CONFIDENTIAL
U.S. GROWERS COGENERATION PLANT | G0754 | OIL/GAS | OIL/GAS - NATURAL GAS (COGEN) | COMBUSTION TURBINE/TOPPING CYCLE | 28 | 28.5 | 1986-01-01 | SCE | LOS ANGELES | 3470 EAST VERNON AVENUE VERNON 90058 | 213-581-8083 | STEWART & STEVENSON OPERATIONS |  |  |  | SUNLAW ENERGY CORP/COGEN PARTNERSHIP | CONFIDENTIAL | CONFIDENTIAL | CONFIDENTIAL
UC BERKELEY MAIN STEAM PLANT | G0405 | OIL/GAS | OIL/GAS - NATURAL GAS (COGEN) |  | 26.35 | 26.35 | 1987-05-19 | PG&E | ALAMEDA | CROSS CAMPUS ROAD BERKELEY 94720 | 510-486-0313 | UC BERKELEY | JOSEPH CUSUMANO | 510-486-0313 | PO BOX 776, BERKELEY CA 94701 | STEWART & STEVENSON OPERATIONS
UC DAVIS - PLANT SERVICES | G0639 | OIL/GAS | OIL/GAS - NATURAL GAS (COGEN) |  | 3.5 | 3.5 | 1982-03-26 | PG&E | YOLO | UC DAVIS, PHYSICAL PLANT DEPARTMENT DAVIS 95616 | 916-752-1660 | UNIVERSITY OF CALIFORNIA DAVIS |  | 916-752-1660 | UC DAVIS, DAVIS CA 95616
UC SANTA CRUZ SPORTS FACILITY | G0624 | OIL/GAS | OIL/GAS - NATURAL GAS (COGEN) |  | 0.29 |  | 1988-09-16 | PG&E | SANTA CRUZ | HAGAR DRIVE SANTA CRUZ 95062
UCLA COGENERATION PLANT | G0764 | OIL/GAS | OIL/GAS - NATURAL GAS (COGEN) |  | 43 | 43 | 1994-01-06 | SCE | LOS ANGELES | 721 CIRCLE DRIVE SOUTH LOS ANGELES 90024 | 310-825-3402 | PARSONS MUNICIPAL SERVICES |  |  |  | UCLA REGENTS
UCLA SOUTH CAMPUS CENTRAL CHILLER COGEN | G0763 | OIL/GAS | OIL/GAS - NATURAL GAS (COGEN) |  | 30.4 | 30.4 | 1990-04-01 | SCE | LOS ANGELES | 405 HILGUARD AVENUE LOS ANGELES 90024 | 310-825-4321 | PARSONS MAIN, INCORPORATED |  |  |  | UCLA REGENTS
UNION-TRIBUNE PUBLISHING | G0633 | OIL/GAS | OIL/GAS - NATURAL GAS (COGEN) | TURBINE | 3.1 | 3.1 | 1989-01-09 | SDG&E | SAN DIEGO | 350 CAMINO DE LA REINA SAN DIEGO 92120 | 619-299-3131 | UNION TRIBUNE |  | 619-299-3131 |  | COPLEY PRESS, INC. | CONFIDENTIAL | CONFIDENTIAL | CONFIDENTIAL
UNITED COGEN | G0636 | OIL/GAS | OIL/GAS - NATURAL GAS (COGEN) |  | 30 | 30 | 1986-09-12 | PG&E | SAN FRANCISCO | SAN FRANCISCO INT'L AIRPORT, HWY 101, AIRPORT EXIT SAN FRANCISCO 94128 | 415-876-5572 | UNITED AIRLINES |  | 415-876-5706
UNIVERSITY OF SAN DIEGO | G0640 | OIL/GAS | OIL/GAS - NATURAL GAS (COGEN) | RECIP | 1.05 | 1.05 | 1985-03-25 | SDG&E | SAN DIEGO | ADDRESS CONFIDENTIAL SAN DIEGO 92110 | 619-594-2802 |  |  |  |  | HAWTHORNE ENGINE SYSTEMS | CONFIDENTIAL | CONFIDENTIAL | CONFIDENTIAL
UNIVERSITY OF SAN FRANCISCO | G0641 | OIL/GAS | OIL/GAS - NATURAL GAS (COGEN) |  | 1.5 | 1.5 | 1987-06-01 | PG&E | SAN FRANCISCO | 2130 FULTON STREET, IGNATIAN HEIGHTS SAN FRANCISCO 94117 | 415-666-6886 | SAN FRANCISCO STATE UNIVERSITY |  | 415-338-1111
UNOCAL CHEMICAL DIVISION | G0630 | OIL/GAS | OIL/GAS - NATURAL GAS (COGEN) |  | 27.38 | 27.38 | 1983-12-01 | PG&E | CONTRA COSTA | 2101 FRANKLIN CANYON ROAD RODEO 94572 | 510-799-4463 | UNION OIL COMPANY |  | 415-799-4463 |  | UNOCAL CORPORATION
UNOCAL RESEARCH | G0642 | OIL/GAS | OIL/GAS - NATURAL GAS (COGEN) | COMBUSTION TURBINE/TOPPING CYCLE | 3.623 |  | 1990-12-27 | SCE | ORANGE | ADDRESS CONFIDENTIAL BREA 92621 | 714-577-2424 | UNOCAL | CONFIDENTIAL | CONFIDENTIAL | CONFIDENTIAL | UNOCAL | CONFIDENTIAL | CONFIDENTIAL | CONFIDENTIAL
UNOCAL RINCON COGENERATION PROJECT | G0643 | OIL/GAS | OIL/GAS - NATURAL GAS (COGEN) | STEAM TURBINE/ENHANCED OIL RECOVERY | 3.5 | 3.5 | 1992-03-01 | SCE | VENTURA | 5777 W. PACIFIC COAST HWY VENTURA 93001 | [5 empty] | UNOCAL | CONFIDENTIAL | CONFIDENTIAL | CONFIDENTIAL
US GOVERNMENT, NAVAL ENGINEERING COMMAND | G0628 | OIL/GAS | OIL/GAS - NATURAL GAS (COGEN) | COMBUSTION TURBINE/TOPPING CYCLE | 0.8 |  | 1989-05-01 | SCE | VENTURA | ADDRESS CONFIDENTIAL PORT HUENEME 93043 |  | NAVAL FACILITIES ENGINEERING CO | CONFIDENTIAL | CONFIDENTIAL | CONFIDENTIAL | NAVAL FACILITIES ENGINEERING COMMAND | CONFIDENTIAL | CONFIDENTIAL | CONFIDENTIAL
VA HOSPITAL | G0646 | OIL/GAS | OIL/GAS - NATURAL GAS (COGEN) | TURB | 0.85 | 0.85 | 1988-09-07 | SDG&E | SAN DIEGO | ADDRESS CONFIDENTIAL SAN DIEGO |  |  |  | 619-552-8585 |  | VA MEDICAL CENTER | CONFIDENTIAL | CONFIDENTIAL | CONFIDENTIAL
VACAVILLE COMMUNITY CENTER | G0647 | OIL/GAS | OIL/GAS - NATURAL GAS (COGEN) |  | 0.45 |  | 1986-07-09 | PG&E | SOLANO | 1100 ALAMO DRIVE VACAVILLE | 707-449-5622
VALLEY #1-#4 | G0648 | OIL/GAS | OIL/GAS - NATURAL GAS | STEAM TURBINE | 517 | 545.6 | 1954-01-01 | LADWP | LOS ANGELES | 9430 SAN FERNANDO ROAD SUN VALLEY 91352 | 818-771-4504 | LADWP | F.M. RUSK |  |  | LADWP | WILLIAM MCCARLEY | 213-481-4211 | 111 N. HOPE ST, LOS ANGELES CA 90051-0100
VANGUARD (ELECTRONIC PLATING) | G0650 | OIL/GAS | OIL/GAS - NATURAL GAS (COGEN) | GAS FUELED RECIPROCATING ENGINE | 0.1 |  | 1988-02-01 | SCE | LOS ANGELES | ADDRESS CONFIDENTIAL GARDENA 90247 |  | VANGUARD/ELECTRONIC PLATING | CONFIDENTIAL | CONFIDENTIAL | CONFIDENTIAL | VANGUARD/ELECTRONIC PLATING | CONFIDENTIAL | CONFIDENTIAL | CONFIDENTIAL
VERNON #1-#5, GT1-GT2 | G0652 | OIL/GAS | OIL/GAS - NATURAL GAS |  | 31.26 | 44 |  | VERNON | LOS ANGELES | 2715 E 50TH ST LOS ANGELES 90058 |  | VERNON MUNICIPAL LIGHT DEPT. | KENNETH J. DEDARIO | 213-583-8811 | 4305 SANTA FE AVE, VERNON 90058 | CITY OF VERNON | BRUCE V. MALKENHORST | 213-583-8811 | 4303 SANTA FE AVE, VERNON CA 90058
VICTOR VALLEY COMMUNITY HOSPITAL | G0654 | OIL/GAS | OIL/GAS - NATURAL GAS (COGEN) | GAS FUELED RECIPROCATING ENGINE | 0.135 |  |  | SCE | SAN BERNARDINO | ADDRESS CONFIDENTIAL VICTORVILLE 92392 |  | VICTOR VLY COMMUNITY HOSPITAL | CONFIDENTIAL | CONFIDENTIAL | CONFIDENTIAL | VICTOR VALLEY HOSPIT | CONFIDENTIAL | CONFIDENTIAL | CONFIDENTIAL
VINTAGE PETROLEUM | G0658 | OIL/GAS | OIL/GAS - NATURAL GAS (COGEN) | COMBUSTION TURBINE/TOPPING CYCLE | 3.3 | 3.3 | 1980-03-11 | SCE | VENTURA | 290 MAPLE COURT VENTURA 93003 | 805-658-5156 | CONOCO INC | CONFIDENTIAL | CONFIDENTIAL | CONFIDENTIAL | CONOCO, INC. | CONFIDENTIAL | CONFIDENTIAL | CONFIDENTIAL
WALNUT #1-#2 | G0662 | OIL/GAS | OIL/GAS - NATURAL GAS | COMBUSTION TURBINE | 47 | 50 | 1986-05-01 | TID | STANISLAUS | 325 WASHINGTON AVE TURLOCK 95380 |  | TID | W. CAKEBREAD | 209-883-8300 | 333 E CANAL DR, BOX 949, TURLOCK CA 95381 | TID | P. ELIAS | 209-883-8300 | 333 EAST CANAL DR, PO BOX 949, TURLOCK CA 95380
WHEELABRATOR LASSEN | G0563 | OIL/GAS | OIL/GAS - NATURAL GAS (COGEN) |  | 42 | 42 | 1983-04-28 | PG&E | SHASTA | 21091 HAWES ROAD (& DESCHUTES ROAD) ANDERSON 96007 | 916-365-2711 | SIMPSON PAPER COMPANY |  | 916-365-2711 |  | WHEELABRATOR | JERRY DUFFY
WHEELABRATOR NORWALK ENERGY COMPANY | G0673 | OIL/GAS | OIL/GAS - NATURAL GAS (COGEN) | COMBINED CYCLE/TOPPING CYCLE | 29 |  | 1987-09-10 | SCE | LOS ANGELES | 11500 S. NORWALK BLVD NORWALK 90650 | 310-929-0887 | WHEELABRATOR NORKWALK EGY CO | CONFIDENTIAL | CONFIDENTIAL | CONFIDENTIAL | WHEELABRATOR NORKWALK EGY CO | CONFIDENTIAL | CONFIDENTIAL | CONFIDENTIAL
WHITTIER UHSD (LA SERNA HIGH SCHOOL) | G0675 | OIL/GAS | OIL/GAS - NATURAL GAS (COGEN) | GAS FUELED RECIPROCATING ENGINE | 0.1 |  | 1990-01-04 | SCE | LOS ANGELES | 15301 EAST YOUNGWOOD (& LA SERNA RD) WHITTIER 90605 | 213-698-8121 | LA SERNA HIGH SCHOOL | CONFIDENTIAL | CONFIDENTIAL | CONFIDENTIAL | LA SERNA HIGH SCHOOL | CONFIDENTIAL | CONFIDENTIAL | CONFIDENTIAL
WILLIAMETTE INDUSTRIES | G0677 | OIL/GAS | OIL/GAS - NATURAL GAS (COGEN) | COMBUSTION TURBINE/TOPPING CYCLE | 25 | 25 | 1986-03-14 | SCE | VENTURA | 5936 PERKINS RD. OXNARD 93030 | 805-986-3881 | WILLIAMETTE INDUSTRIES INC | CONFIDENTIAL | CONFIDENTIAL | CONFIDENTIAL | WILLIAMETTE INDUSTRIES INC | CONFIDENTIAL | CONFIDENTIAL | CONFIDENTIAL
WILMINGTON COGENERATION | G0765 | OIL/GAS | OIL/GAS - NATURAL GAS (COGEN) |  | 28 | 28.25 | 1988-12-01 | SCE | LOS ANGELES | 2300 EAST PACIFIC COAST HWY WILMINGTON 90744 | 562-983-2100 |  |  |  |  | PRAXAIR INCORPORATED | 562-983-2100
WOODLAND | G0679 | OIL/GAS | OIL/GAS - NATURAL GAS (COGEN) | COMBUSTION TURBINE WITH WASTE HEAT | 49.4 | 56.7 | 1993-12-03 | MID | STANISLAUS | 920 WOODLAND AVE MODESTO 95351 |  | MID | GREGORY SALYER | 209-526-7616 | 920 WOODLAND AVE, MODESTO CA 95351 | MID | GREGORY SALYER | 209-526-7616 | 920 WOODLAND AVE, MODESTO CA 95351
YOUNTVILLE COGEN | G0653 | OIL/GAS | OIL/GAS - NATURAL GAS (COGEN) |  | 3 | 3 | 1986-08-06 | PG&E | NAPA | YOUNTVILLE HOME STATION, CALIFORNIA DRIVE & HWY 29 YOUNTVILLE 94599 | 707-944-4993 |  | STEVEN NEWMAN | 707-944-4993 | YOUNTVILLE HOME STATION, CALIFORNIA DR & HWY 29, 94599
YUBA CITY COGEN | G0686 | OIL/GAS | OIL/GAS - NATURAL GAS (COGEN) |  | 49 | 49 | 1990-12-27 | PG&E | SUTTER | 873 NORTH WALTON AVE. YUBA CITY 95992 | 916-755-3280
YUBA CITY WWTP | G0688 | OIL/GAS | OIL/GAS - NATURAL GAS (COGEN) |  | 0.14 | 0.14 | 1989-06-02 | PG&E | SUTTER | YUBA CITY
ALAMITOS #1-#7 | G0011 | OIL/GAS | OIL/GAS - NATURAL, DISTILLATE | STEAM TURBINE, GAS TURBINE | 2083 | 2120.53 | 1956-09-01 | SCE | LOS ANGELES | 690 NORTH STUDEBAKER ROAD LONG BEACH 90803 | 310-493-7891 | SCE | G.A. MYERS |  | 690 STUDEBAKER RD, LONG BEACH CA 90815 | AES |  | 703-358-0508 | 001 N. 19TH ST, STE 2000, ARLINGTON VA 22209
ETIWANDA #1-#5 | G0201 | OIL/GAS | OIL/GAS - NATURAL, DISTILLATE | STEAM TURBINE, COMBUSTION TURBINE | 1030 | 1049.13 | 1953-07-01 | SCE | SAN BERNARDINO | 8996 ETIWANDA AVENUE ETIWANDA 91739 | 818-302-1212 | SCE | D.L. FRYER |  | PO BOX 800, ROSEMEAD 91770 | HOUSTON INDUSTRIES
HUMBOLDT BAY ST1-ST2, MOBILE 2-3 | G0268 | OIL/GAS | OIL/GAS - NATURAL, DISTILLATE | COMBUSTION TURBINE, STEAM TURBINE | 135 | 129 | 1956-12-01 | PG&E | HUMBOLDT | BUHNE POINT, 1000 KING SALMON AVE. EUREKA 95503 | 707-444-0700 | PG&E | T.A. MOULIA | 707-444-0700 |  | PG&E | G. RUEGER | 415-973-7000 | 245 MARKET ST,NIIE , SAN FRANCISCO 94105
HUNTERS POINT GT1, ST2-ST4 | G0272 | OIL/GAS | OIL/GAS - NATURAL, DISTILLATE | GAS COMBUSTION TURBINE,STEAM TURBINE | 426 | 427.8 | 1948-12-01 | PG&E | SAN FRANCISCO | 1000 EVANS AVENUE SAN FRANCISCO 94124 |  | PG&E | K.A. SLOAT |  | 1000 EVANS AVE, SAN FRANCISCO CA 94124 | PG&E | R. LIVINGSTON | 415-973-7000 | 245 MARKET ST,NIIE, SAN FRANCISCO 94105
HUNTINGTON BEACH #1-#5 | G0274 | OIL/GAS | OIL/GAS - NATURAL, DISTILLATE | STEAM TURBINE, COMBUSTION TURBINE | 1003 | 1008.53 | 1958-06-01 | SCE | ORANGE | 21730 NEWLAND STREET HUNTINGTON BEACH 92646 | 714-536-2536 | SCE | D.W. SWINDLE |  | 21730 NEWLAND ST, HUNTINGTON BEACH 92646 | AES CORP.
MANDALAY #1-#3 | G0330 | OIL/GAS | OIL/GAS - NATURAL, DISTILLATE | STEAM TURBINE, COMBUSTION TURBINE | 570 | 573.33 | 1959-05-01 | SCE | VENTURA | 393 NORTH HARBOR BLVD. OXNARD 93030 | 805-986-7291 | SCE | ERLAND E. GULBRAND | 805-986-7291 | PO BOX 800, ROSEMEAD 91770 | HOUSTON INDUSTRIES
POTRERO #3-#6 | G0462 | OIL/GAS | OIL/GAS - NATURAL, DISTILLATE | COMBUSTION TURBINE, STEAM TURBINE | 354 | 419.2 | 1965-12-01 | PG&E | SAN FRANCISCO | 1201 ILLINOIS STREET SAN FRANCISCO 94107 | 415-695-2202 | PG&E | GREGG L. LEMLER | 415-695-2200 | 1000 EVANS AVE, SAN FRANCISCO 94124 | PG&E | R. LIVINGSTON | 415-973-7000 | 245 MARKET ST., NIIE, SAN FRANCISCO, CA 94105
SOUTHERN CALIFORNIA GAS (SCAQMD) | G0514 | OIL/GAS | OIL/GAS (COGEN) | FUEL CELL/WASTEHEAT RECOVERY | 0.2 |  | 1992-04-01 | SCE | LOS ANGELES | 21865 EAST COPLEY DRIVE DIAMOND BAR 91765
SOUTHERN CALIFORNIA GAS (UCSB) | G0578 | OIL/GAS | OIL/GAS (COGEN) | FUEL CELL/WASTEHEAT RECOVERY | 0.2 |  | 1993-09-30 | SCE | SANTA BARBARA | UNIVERSITY ROAD AND HWY 217 SANTA BARBARA | 805-893-8000
NORTH ISLAND ENERGY FACILITY ST1 & CC1 | G0399 | OIL/GAS | OIL/GAS - STEAM & NATURAL GAS (COGEN) | STEAM TURBINE & COMBINED CYCLE | 38.554 | 38.554 | 1984-07-01 | SDG&E | SAN DIEGO | END OF HWY 282, WEST OF ORANGE AVE, ROGERS ROAD AT QUAY STREET CORONADO 92135 | 619-437-8067 | NORTH ISLAND COGENERATION |  | 619-239-9900 |  | SITHE/ENERGIES GROUP | CONFIDENTIAL | CONFIDENTIAL | CONFIDENTIAL
NTC/MCRD ENERGY FACILITY ST1 & CC1 | G0386 | OIL/GAS | OIL/GAS - STEAM & NATURAL GAS (COGEN) | STEAM TURBINE & COMBINED CYCLE | 25.58 | 25.58 | 1984-07-28 | SDG&E | SAN DIEGO | NTC/MCRD BLDG 566, END OF NEVILLE RD SAN DIEGO 92140 | 619-297-3216 |  |  | 619-239-9900 |  | SITHE/ENERGIES GROUP | CONFIDENTIAL | CONFIDENTIAL | CONFIDENTIAL
TOTAL: |  |  |  |  | 29527.41
HEDGE PV | S0090 | SOLAR | SOLAR - PHOTOVOLTAIC |  | 0.2 | 0.2 | 1994-01-01 | SMUD | SACRAMENTO | SACRAMENTO |  | SMUD |  |  |  | SMUD | LARRY HUDDLE | 916-452-3211 | 6201 S ST, BOX 15830, SACRAMENTO CA 95852-1830
KERMAN | S0091 | SOLAR | SOLAR - PHOTOVOLTAIC |  | 0.5 | 0.5 | 1993-01-01 | PG&E | FRESNO | KERMAN | [5 empty] | PG&E | R. LIVINGSTON | 415-973-7000 | NIIE, 245 MARKET ST.,SAN FRANCISCO, CA 94105
PHOTOVOLTAIC 1 #1-#2 | S0063 | SOLAR | SOLAR - PHOTOVOLTAIC |  | 2 | 2 | 1984-01-01 | SMUD | SACRAMENTO | ELK GROVE | [5 empty] | SMUD | ANTHONY J. PESCETTI | 916-452-3211 | 6201 S. ST, BOX 15830, SACRAMENTO CA 95852-1830
PVUSA SOLAR 1 | S0045 | SOLAR | SOLAR - PHOTOVOLTAIC |  | 1 | 1 | 1990-01-01 | PG&E | YOLO | DAVIS |  | SMUD |  |  |  | CALIFORNIA ENERGY COMMISSION | NANCY JENKINS | 916-654-4739 | 1516 9TH STREET, SACRAMENTO, CA 95814
LUZ SEGS I | S0069 | SOLAR | SOLAR - THERMAL | PARABOLIC TROUGH | 13.8 |  | 1984-12-23 | SCE | SAN BERNARDINO | 35100 EAST SANTA FE STREET DAGGETT 92327 | 619-254-3381 | DAGGETT LEASING CORPORATION | ERIC WILLS | 714-693-2818 | 20668 PASSEO DE LA CUMBRE, YORBA LINDA CA 92687 | LUZ SOLAR PTNRS II | CONFIDENTIAL | CONFIDENTIAL | CONFIDENTIAL
LUZ SEGS II | S0070 | SOLAR | SOLAR - THERMAL | PARABOLIC TROUGH | 30 |  | 1985-12-24 | SCE | SAN BERNARDINO | 35100 SANTA FE STREET DAGGETT 92327 | 619-254-3381 | DAGGETT LEASING CORPORATION | ERIC WILLS | 714-693-2818 | 20668 PASSEO DE LA CUMBRE, YORBA LINDA CA 92687 | LUZ SOLAR PTNRS II | CONFIDENTIAL | CONFIDENTIAL | CONFIDENTIAL
LUZ SEGS III | S0071 | SOLAR | SOLAR - THERMAL | PARABOLIC TROUGH | 30 |  | 1986-01-01 | SCE | SAN BERNARDINO | 41100 HIGHWAY 395 BORON 93516 | 615-762-5563 | LUZ SOLAR PARTNERS III | CONFIDENTIAL | CONFIDENTIAL | CONFIDENTIAL | KRAMER JUNCTION COMPANY | TANDY MANES | 202-775-4620 | 900 19TH ST, NW STE 600, WASHINGTON DC 20006
LUZ SEGS IV | S0072 | SOLAR | SOLAR - THERMAL | PARABOLIC TROUGH | 32.84 |  | 1986-12-23 | SCE | SAN BERNARDINO | 41100 HIGHWAY 395 BORON 93516 | 615-762-5563 | LUZ SOLAR PARTNERS IV | CONFIDENTIAL | CONFIDENTIAL | CONFIDENTIAL | KRAMER JUNCTION COMPANY | TANDY MANES | 202-775-4620 | 900 19TH ST, NW STE 600, WASHINGTON DC 20006
LUZ SEGS IX | S0073 | SOLAR | SOLAR - THERMAL | PARABOLIC TROUGH | 80 |  | 1990-10-11 | SCE | SAN BERNARDINO | 43880 HARPER DRY LAKE ROAD HINKLEY 92346 | 619-762-3100 | LUZ ENGINEERING CORP. | CONFIDENTIAL | CONFIDENTIAL | CONFIDENTIAL | LUZ SOLAR PARTNERS INC, LTD. | CONFIDENTIAL | CONFIDENTIAL | CONFIDENTIAL
LUZ SEGS V | S0074 | SOLAR | SOLAR - THERMAL | PARABOLIC TROUGH | 32.804 |  | 1987-09-29 | SCE | SAN BERNARDINO | 41100 HIGHWAY 395 BORON 93516 | 615-762-5563 | LUZ SOLAR PRTNERS V | CONFIDENTIAL | CONFIDENTIAL | CONFIDENTIAL | KRAMER JUNCTION COMPANY | TANDY MANES | 202-775-4620 | 900 19TH ST, NW STE 600, WASHINGTON DC 20006
LUZ SEGS VI | S0075 | SOLAR | SOLAR - THERMAL | PARABOLIC TROUGH | 30 |  | 1988-12-25 | SCE | SAN BERNARDINO | 41100 HIGHWAY 395 BORON 93516 | 615-762-5563 | LUZ SOLAR PARTNERS VI | CONFIDENTIAL | CONFIDENTIAL | CONFIDENTIAL | KRAMER JUNCTION COMPANY | TANDY MANES | 202-775-4620 | 900 19TH ST, NW STE 600, WASHINGTON DC 20006
LUZ SEGS VII | S0076 | SOLAR | SOLAR - THERMAL | PARABOLIC TROUGH | 30 |  | 1988-12-29 | SCE | SAN BERNARDINO | 41100 HIGHWAY 395 BORON 93516 | 615-762-5563 | LUZ SOLAR PARTNERS VII | CONFIDENTIAL | CONFIDENTIAL | CONFIDENTIAL | KRAMER JUNCTION COMPANY | TANDY MANES | 202-775-4620 | 900 19TH ST, NW STE 600, WASHINGTON DC 20006
LUZ SEGS VIII | S0077 | SOLAR | SOLAR - THERMAL | PARABOLIC TROUGH | 80 |  | 1989-12-29 | SCE | SAN BERNARDINO | 43880 HARPER DRY LAKE ROAD HINKLEY 92346 | 619-762-3100 | LUZ ENGINEERING CORP. | CONFIDENTIAL | CONFIDENTIAL | CONFIDENTIAL | HARPER LAKE COMPANY VIII
TOTAL: |  |  |  |  | 363.144
ALTA MESA POWER PURCHASE CONTRACT TRUST | W0003 | WIND | WIND | WINDPARK | 18.72 |  | 1988-12-31 | SCE | RIVERSIDE | SAN GORGONIO 93501 |  | SEAWEST INDUSTRIES, INC. | CONFIDENTIAL | CONFIDENTIAL | CONFIDENTIAL | MARK TECHNOLOGIES CO | CONFIDENTIAL | CONFIDENTIAL | CONFIDENTIAL
ALTAMONT MIDWAY LTD. | W0007 | WIND | WIND |  | 40.21 |  | 1985-04-16 | PG&E | SAN JOAQUIN | TRACY |  | ALTAMONT MIDWAY LTD |  | 805-822-6835 | PO BOX 1910, TEHACHAPI CA 93581
AMERICAN POWER SYSTEM, INC. | W0012 | WIND | WIND | WINDPARK | 2.412 |  | 1985-05-01 | SCE | RIVERSIDE | 17575 DIABLO ROAD N. PALM SPRINGS 92258 |  | AMERICAN POWER SYS | CONFIDENTIAL | CONFIDENTIAL | CONFIDENTIAL | AMERICAN POWER SYSTE | CONFIDENTIAL | CONFIDENTIAL | CONFIDENTIAL
ARCADIAN RENEWABLE POWER CORP | W0054 | WIND | WIND |  | 30 |  | 1983-03-15 | PG&E | SAN JOAQUIN | TRACY |  | FAYETTE MANUFACTURING COMPANY |  | 209-836-2260 | PO BOX 1149, TRACY CA 95378
BOXCAR I POWER PURCHASE CONTRACT TRUST | W0019 | WIND | WIND | WINDPARK | 8.615 |  | 1982-12-29 | SCE | KERN | HWY 58 AND SAND CANYON ROAD TEHACHAPI 96561 |  | WINDLAND, INCORPORATED | CONFIDENTIAL | CONFIDENTIAL | CONFIDENTIAL | WINDLAND INC. | RONALD DOSKELAND | 619-738-7550 | 2141 PALOMAR AIRPORT RD 360, CARLSBAD CA 92009
BOXCAR II POWER PURCHASE CONTRACT TRUST | W0020 | WIND | WIND | WINDPARK | 7.855 |  | 1985-12-27 | SCE | KERN | HWY 58 AND SAND CANYON ROAD TEHACHAPI 96561 |  | WINDLAND, INCORPORATED | CONFIDENTIAL | CONFIDENTIAL | CONFIDENTIAL | WINDLAND INC. | CONFIDENTIAL | CONFIDENTIAL | CONFIDENTIAL
CALWIND RESOURCES, INC. | W0025 | WIND | WIND | WINDPARK | 8.71 |  | 1984-12-01 | SCE | KERN | TEHACHAPI-WILLOW SPRINGS RD. AND CAMERON CANYON RD TEHACHAPI | 805-822-3261 | CALWIND RESOURCES | S. DOUGLAS LEVITT | 619-271-0881 | 2659 TOWNSGATE RD #122, WESTLAKE VILLAGE CA 91361 | CALWIND RESOURCES INC. | S. DOUGLAS LEVITT | 805-496-4347 | 2659 TOWNSGATE RD, STE 122, WESTLAKE 91361
CANNON CAPITAL GROUP | W0026 | WIND | WIND | WINDPARK | 51.224 |  | 1983-12-31 | SCE | KERN | ADDRESS CONFIDENTIAL TEHACHAPI 93561 |  | CANNON CAPITAL GROUP | CONFIDENTIAL | CONFIDENTIAL | CONFIDENTIAL
CANNON/CVP POWER PURCHASE CONTRACT TRUST | W0027 | WIND | WIND | WINDPARK | 27.584 |  | 1988-01-01 | SCE | KERN | HWY 58 AND SAND CANYON ROAD TEHACHAPI 93501 |  | CANNON ENERGY CORP | ALAN ZLOTNIK | 714-634-4420 | PO BOX 1457, TEHACHAPI CA 93581 | CORAM | CONFIDENTIAL | CONFIDENTIAL | CONFIDENTIAL
CORAM ENERGY GROUP, LTD. | W0031 | WIND | WIND | WINDPARK | 1.88 |  | 1985-12-15 | SCE | KERN | TEHACHAPI-WILLOW SPRING TEHACHAPI 93561 | 310-373-4550 | CORAM ENERGY GROUP | TONY GIUSIANA | 714-634-4420 | 25500 HAWTHORNE BLVD, STE 2120, TORRANCE CA 90505 | CORAM | CONFIDENTIAL | CONFIDENTIAL | CONFIDENTIAL
CTV POWER PURCHASE CONTRACT TRUST | W0023 | WIND | WIND | WINDPARK | 13.775 |  | 1985-12-01 | SCE | KERN | OAK CREEK ROAD TEHACHAPI 93561 | 310-373-4550 |  | CONFIDENTIAL | CONFIDENTIAL | CONFIDENTIAL | CTV MANAGEMENT GROUP |  | 310-373-4550 | 25500 HAWTHORNE, STE 2120, TORRANCE 90505
DESERT WIND I POWER PURCHASE CONTRACT | W0039 | WIND | WIND | WINDPARK | 48 |  | 1989-11-01 | SCE | KERN | 6737 OAK CREEK ROAD MOJAVE 93501 | 805-823-2300 | DIFWIND FARMS LIMITED | CONFIDENTIAL | CONFIDENTIAL | CONFIDENTIAL | DIFWIND V | CONFIDENTIAL | CONFIDENTIAL | CONFIDENTIAL
DESERT WIND II POWER PURCHASE CONTRACT | W0037 | WIND | WIND | WINDPARK | 75 |  | 1990-08-17 | SCE | KERN | 6737 OAK CREEK ROAD MOJAVE 93501 | 805-823-2300 | SEAWEST INDUSTRIES, INC. | CONFIDENTIAL | CONFIDENTIAL | CONFIDENTIAL | SEAWEST INDUSTRIES, INC. | CONFIDENTIAL | CONFIDENTIAL | CONFIDENTIAL
DESERT WIND III POWER PURCHASE CONTRACT | W0038 | WIND | WIND | WINDPARK | 37 |  | 1989-11-01 | SCE | KERN | 6737 OAK CREEK ROAD MOJAVE 93501 | 805-823-2300 | SEAWEST INDUSTRIES, INC. | CONFIDENTIAL | CONFIDENTIAL | CONFIDENTIAL | SEAWEST INDUSTRIES | CONFIDENTIAL | CONFIDENTIAL | CONFIDENTIAL
DIFWIND FARMS LIMITED V | W0040 | WIND | WIND | WINDPARK | 7.884 |  | 1986-10-15 | SCE | RIVERSIDE | 63-665 19TH AVENUE N. PALM SPRINGS 92258 |  | FORAS SERVICE CORP |  |  |  | DIFWIND PARTNERS | CONFIDENTIAL | CONFIDENTIAL | CONFIDENTIAL
DIFWIND PARTNERS, LIMITED | W0041 | WIND | WIND | WINDPARK | 14.154 |  | 1985-12-18 | SCE | RIVERSIDE | 62195 GARRET AVE N. PALM SPRINGS 92262 |  | CORAM | CONFIDENTIAL | CONFIDENTIAL | CONFIDENTIAL | ENERGY CONVERSION TE | CONFIDENTIAL | CONFIDENTIAL | CONFIDENTIAL
ENERGY CONVERSION TECHNOLOGY, INC. | W0051 | WIND | WIND | WINDPARK | 4 |  | 1983-12-01 | SCE | KERN | CAMERON CYN TEH. WILLOW SPRINGS TEHACHAPI 93561 |  | CREATIVE POWER MANAGEMENT | TONY GUISIANA | 818-985-2636 | 5233 BAKMAN AVE, NORTH HOLLYWOOD CA 91601-3102 | ENERGY DEVELOPMENT C | CONFIDENTIAL | CONFIDENTIAL | CONFIDENTIAL
ENERGY DEVELOPMENT & CONST. CORP (KAREN) | W0052 | WIND | WIND | WINDPARK | 3 |  | 1985-01-31 | SCE | RIVERSIDE | KAREN AVENUE N. PALM SPRINGS 92258 |  | EUI MANAGEMENT PH, INC. | CONFIDENTIAL | CONFIDENTIAL | CONFIDENTIAL | EUI MANAGEMENT P. H. | CONFIDENTIAL | CONFIDENTIAL | CONFIDENTIAL
ENRON WIND CORP. (MONOLITH X) | W0203 | WIND | WIND | WINDPARK | 5.04 |  | 1987-06-10 | SCE | KERN | 13000 JAMESON RD TEHACHAPI 93561 |  | ZOND SYSTEMS, INC. | CONFIDENTIAL | CONFIDENTIAL | CONFIDENTIAL | ENRON WIND CORP.
ENRON WIND CORP. (NORTHWIND I) | W0207 | WIND | WIND | WINDPARK | 6.38 |  | 1986-09-30 | SCE | KERN | 1304 JAMESON RD TEHACHAPI 93561 |  | ZOND SYSTEMS, INC. | CONFIDENTIAL | CONFIDENTIAL | CONFIDENTIAL | ENRON WIND CORP.
ENRON WIND CORP.(MONOLITH XI) | W0204 | WIND | WIND | WINDPARK | 4.9 |  | 1987-06-30 | SCE | KERN | 13000 JAMESON RD TEHACHAPI 93561 |  | ZOND SYSTEMS, INC. | CONFIDENTIAL | CONFIDENTIAL | CONFIDENTIAL | ENRON WIND CORP.
ENRON WIND CORP.(MONOLITH XII) | W0205 | WIND | WIND | WINDPARK | 6.72 |  | 1987-07-09 | SCE | KERN | 13000 JAMESON RD TEHACHAPI 93561 |  | ZOND SYSTEMS, INC. | CONFIDENTIAL | CONFIDENTIAL | CONFIDENTIAL | ENRON WIND CORP.
ENRON WIND CORP.(MONOLITH XIII) | W0206 | WIND | WIND | WINDPARK | 5.67 |  | 1987-06-30 | SCE | KERN | 1303 JAMESON RD TEHACHAPI 93561 |  | ZOND SYSTEMS, INC. | CONFIDENTIAL | CONFIDENTIAL | CONFIDENTIAL | ENRON WIND CORP.
ENRON WIND CORP.(PHASE II) | W0208 | WIND | WIND | WINDPARK | 6.125 |  | 1983-02-10 | SCE | KERN | HWY 58 AND SAND CANYON ROAD TEHACHAPI 93561 |  | ZOND SYSTEMS, INC. | CONFIDENTIAL | CONFIDENTIAL | CONFIDENTIAL | ENRON WIND CORP.
ENRON WIND CORP.(VICTORY GARDEN I) | W0209 | WIND | WIND | WINDPARK | 5.597 |  | 1984-02-01 | SCE | KERN | 13000 JAMESON STREET TEHACHAPI 93561 |  | ZOND SYSTEMS, INC. | CONFIDENTIAL | CONFIDENTIAL | CONFIDENTIAL | ENRON WIND CORP.
ENRON WIND CORP.(VICTORY GARDEN II) | W0210 | WIND | WIND | WINDPARK | 6.305 |  | 1984-09-01 | SCE | KERN | 13000 JAMESON STREET TEHACHAPI 93561 |  | ZOND SYSTEMS, INC. | CONFIDENTIAL | CONFIDENTIAL | CONFIDENTIAL | ENRON WIND CORP.
ENRON WIND CORP.(VICTORY GARDEN III) | W0211 | WIND | WIND | WINDPARK | 5.69 |  | 1984-12-01 | SCE | KERN | 13000 JAMESON STREET TEHACHAPI 93561 |  | ZOND SYSTEMS, INC. | CONFIDENTIAL | CONFIDENTIAL | CONFIDENTIAL | ENRON WIND CORP.
ENRON WIND CORP.(VICTORY GARDEN IV) | W0212 | WIND | WIND | WINDPARK | 6.62 |  | 1984-12-01 | SCE | KERN | 13000 JAMESON STREET TEHACHAPI 93561 |  | ZOND SYSTEMS, INC. | CONFIDENTIAL | CONFIDENTIAL | CONFIDENTIAL | ENRON WIND CORP.
EUI MANAGEMENT PH, INCORPORATED | W0047 | WIND | WIND | WINDPARK | 15.713 |  | 1985-12-31 | SCE | RIVERSIDE | SAN GORGONIO |  | EUI MANAGEMENT PH, INC/ENERGY UNLIMITED | TED GURNIAK | 415-484-3300 | 1 ALDWYN CENTER, VILLANOVA, PA 19085 | FPL ENERGY, INC
FLOWIND 3-4 | W0060 | WIND | WIND |  | 17.02 |  | 1985-04-11 | PG&E | ALAMEDA | 12050 ALTAMONT PASS ROAD LIVERMORE 94550 | 510-455-3820 | FLOWIND FORAS |  |  |  | FLOWIND DIFKO
FLOWIND 4-4 | W0061 | WIND | WIND |  | 18.96 |  | 1987-01-01 | PG&E | ALAMEDA | 12050 ALTAMONT PASS ROAD LIVERMORE 94550 | 510-455-3820 | FORAS |  |  |  | DIFKO
FLOWIND 5-4 | W0062 | WIND | WIND |  | 4.75 |  | 1985-04-11 | PG&E | ALAMEDA | 12050 ALTAMONT PASS ROAD LIVERMORE 94550 | 510-455-3820 | FLOWIND |  |  |  | FPL ENERGY, INC.
FLOWIND 6-4 | W0063 | WIND | WIND |  | 18.99 |  | 1987-01-01 | PG&E | ALAMEDA | 12050 ALTAMONT PASS ROAD LIVERMORE 94550 | 510-455-5820 | FORAS |  |  |  | DIFKO
FLOWIND III | W0066 | WIND | WIND | WINDPARK | 36.56 |  | 1984-10-31 | SCE | KERN | 16538 CAMERON RIDGE ROAD TEHACHAPI 93561 | 805-822-7935 |  |  |  |  | FPL ENERGY, INC.
FLOWIND IV | W0067 | WIND | WIND | WINDPARK | 10.41 |  | 1986-02-06 | SCE | KERN | 16538 CAMERON RIDGE ROAD TEHACHAPI 93561 | 805-822-7935 | FLOWING CORPORATION | O. MEREDITH ERICKSON | 213-400-8684 | 990 A ST, STE 300, PLEASANTON CA 94901 | FPL ENERGY, INC.
FLOWIND PARTNERS 1 | W0064 | WIND | WIND |  | 8.48 |  | 1986-01-01 | PG&E | ALAMEDA | 9989 ALTAMONT PASS ROAD LIVERMORE 94550 | 510-455-6762 | FLOWIND |  |  |  | FPL ENERGY, INC.
FLOWIND PARTNERS 2 | W0065 | WIND | WIND |  | 2.7 |  | 1985-04-11 | PG&E | ALAMEDA | 9959 ALTAMONT PASS ROAD LIVERMORE 94550 | 510-455-6762 | FLOWIND |  |  |  | FPL ENERGY, INC.
GAEL ENERGY L.P. | W0074 | WIND | WIND | WINDPARK | 8 |  | 1990-04-13 | SCE | RIVERSIDE | SAN GORGONIO 92258 |  | WINDSONG ENERGY | CONFIDENTIAL | CONFIDENTIAL | CONFIDENTIAL | GREAT AMERICAN INDUSTRIES, INC | CONFIDENTIAL | CONFIDENTIAL | CONFIDENTIAL
GREAT AMERICAN INDUSTRIES, INC. | W0075 | WIND | WIND | WINDPARK | 2.82 |  | 1982-12-28 | SCE | KERN | TEHACHAPI |  | JOHN W. HORTON | CONFIDENTIAL | CONFIDENTIAL | CONFIDENTIAL | JOHN W. HORTON | CONFIDENTIAL | CONFIDENTIAL | CONFIDENTIAL
HOWDEN WIND PARKS | W0083 | WIND | WIND |  | 28 |  | 1986-01-04 | PG&E | ALAMEDA | 8001 NORTH VASCO ROAD LIVERMORE 94550 |  | HOWDEN WIND PARK | MIKE SPAULDING | 510-449-8367 | 6400 VILLAGE PARKWAY, DUBLIN CA 94568
INTERNATIONAL TURBINE RESEARCH (ITR) | W0087 | WIND | WIND |  | 13 |  | 1988-06-14 | PG&E | MERCED | 1400 DINOSAUR POINT LOS BANOS 93635 | 209-826-1610 | INTERNATIONAL TURBINE RESEARCH |  |  | PO BOX 96, HOLLISTER CA 95023
KENETECH WINDPOWER (70MW-A) | W0166 | WIND | WIND |  | 20 |  | 1988-04-01 | PG&E | SAN JOAQUIN | TRACY
KENETECH WINDPOWER (70MW-B) | W0167 | WIND | WIND |  | 18.5 |  | 1990-01-02 | PG&E | SOLANO | BENICIA
KENETECH WINDPOWER (70MW-C) | W0168 | WIND | WIND |  | 30 |  | 1991-01-01 | PG&E | SOLANO | BENICIA
KENETECH WINDPOWER (70MW-D) | W0177 | WIND | WIND |  | 1.5 |  | 1991-01-01 | PG&E | SOLANO | BENICIA
KENETECH WINDPOWER (ARBUTUS) | W0103 | WIND | WIND | WINDPARK | 14.885 |  | 1991-03-29 | SCE | KERN | TEHACHAPI 93561 |  | ARBUTUS CORPORATION | CONFIDENTIAL | CONFIDENTIAL | CONFIDENTIAL | ARBUTUS CORPORATION | CONFIDENTIAL | CONFIDENTIAL | CONFIDENTIAL
KENETECH WINDPOWER (LIVERMORE 110MW) | W0162 | WIND | WIND |  | 110 |  | 1986-01-01 | PG&E | ALAMEDA | LIVERMORE
KENETECH WINDPOWER (LIVERMORE 70MW) | W0165 | WIND | WIND |  | 70 |  | 1987-04-01 | PG&E | ALAMEDA | LIVERMORE
KENETECH WINDPOWER (MONTEZUMA HILLS) | W0169 | WIND | WIND |  | 10 |  | 1990-01-02 | PG&E | SOLANO | MONTEZUMA HILLS
KENETECH WINDPOWER (TRACY 100MW-A) | W0171 | WIND | WIND |  | 43.1 |  | 1997-01-05 | PG&E | SAN JOAQUIN | TRACY
KENETECH WINDPOWER (TRACY 100MW-B) | W0172 | WIND | WIND |  | 30 |  | 1988-04-01 | PG&E | SAN JOAQUIN | TRACY
KENETECH WINDPOWER (TRACY 100MW-C) | W0173 | WIND | WIND |  | 11.9 |  | 1990-01-02 | PG&E | SAN JOAQUIN | TRACY
KENETECH WINDPOWER (TRACY 100MW-D) | W0174 | WIND | WIND |  | 15 |  | 1991-01-01 | PG&E | SAN JOAQUIN | TRACY
KENETECH WINDPOWER (TRACY 23.8MW) | W0176 | WIND | WIND |  | 23.8 |  | 1987-01-05 | PG&E | SAN JOAQUIN | PATTERSON PASS ROAD, BETWEEN S. FLYNN AND MIDWAY TRACY
KENETECH WINDPOWER (TRACY 30MW) | W0175 | WIND | WIND |  | 30 |  | 1988-04-01 | PG&E | SAN JOAQUIN | TRACY
KENETECH WINDPOWER (TRACY 5.9MW) | W0158 | WIND | WIND |  | 5.9 |  | 1988-03-02 | PG&E | SAN JOAQUIN | TRACY
MESA WIND DEVELOPERS | W0115 | WIND | WIND | WINDPARK | 29.9 |  | 1984-11-29 | SCE | RIVERSIDE | 11001 NORTH WHITE WATER CANYON N. PALM SPRINGS 92258 | 805-822-6835 | MOGUL WIND | CONFIDENTIAL | CONFIDENTIAL | CONFIDENTIAL | MOGUL WIND | CONFIDENTIAL | CONFIDENTIAL | CONFIDENTIAL
MOGUL WIND | W0119 | WIND | WIND | WINDPARK | 3 |  | 1982-06-24 | SCE | KERN | TEHACHAPI |  | OAK CREEK ENERGY SYS | CONFIDENTIAL | CONFIDENTIAL | CONFIDENTIAL | OAK CREEK ENERGY SYS | CONFIDENTIAL | CONFIDENTIAL | CONFIDENTIAL
NAWP INC. (EAST WINDS PROJECT) | W0136 | WIND | WIND | WINDPARK | 3.4 |  | 1984-12-01 | SCE | RIVERSIDE | 79 W INDIAN SEC 22 N. PALM SPRINGS 92262 |  | SEAWEST ENERGY GROUP INC. | CONFIDENTIAL | CONFIDENTIAL | CONFIDENTIAL | SEAWEST ENERGY GROUP | CONFIDENTIAL | CONFIDENTIAL | CONFIDENTIAL
NORTHWIND ENERGY | W0004 | WIND | WIND |  | 15.5 |  | 1986-01-04 | PG&E | ALAMEDA | LIVERMORE |  | ALTAMONT ENERGY CORP, GRANT LINE ENERGY |  |  | 5626 BRISA ST, STE F, LIVERMORE CA 94550
OAK CREEK ENERGY SYSTEMS, INC. - PH II | W0122 | WIND | WIND | WINDPARK | 22.804 |  | 1986-02-10 | SCE | KERN | TEHACHAPI 93582-0469 |  | SEAWEST ENERGY GROUP | GARY WINDBERLY | 805-822-6835 | 1455 FRAZEE RD, #300, SAN DIEGO CA 92108 | ENRON WIND CORP.
PAINTED HILLS WIND DEVELOPERS | W0125 | WIND | WIND | WINDPARK | 19.265 |  | 1985-12-01 | SCE | RIVERSIDE | N. PALM SPRINGS 92258 |  | PHOENIX ENERGY, LIMITED | CONFIDENTIAL | CONFIDENTIAL | CONFIDENTIAL | PHOENIX ENERGY LTD. | CONFIDENTIAL | CONFIDENTIAL | CONFIDENTIAL
PATTERSON PASS WIND FARM LLC | W0105 | WIND | WIND |  | 21.84 |  | 1985-04-02 | PG&E | SAN JOAQUIN | 14680 PATTERSON PASS ROAD TRACY 95376 |  | FORAS SERVICE CORP |  |  |  | FORAS ENERGY
PHOENIX ENERGY, LIMITED | W0129 | WIND | WIND | WINDPARK | 11.4 |  | 1984-12-01 | SCE | RIVERSIDE | ADDRESS CONFIDENTIAL SAN GORGONIO 92262 |  | SEAWEST ENERGY GROUP | JERRY STONE | 619-329-1418 | PO BOX 742, N PALM SPRINGS CA 92258 | RENEWABLE ENERGY VEN | CONFIDENTIAL | CONFIDENTIAL | CONFIDENTIAL
SAN GORGONIO WIND FARMS, INC (WW I) | W0137 | WIND | WIND | WINDPARK | 3.185 |  | 1983-03-01 | SCE | RIVERSIDE | SAN GORGONIO 93561 |  | SAN GORGONIO FARMS | WILLIAM ADAMS | 415-490-3015 | 21515 HAWTHORNE BLVD, STE 1059, TORRANCE CA 90503 | SECTION 28 TRUST | CONFIDENTIAL | CONFIDENTIAL | CONFIDENTIAL
SAN JACINTO POWER CORPORATION | W0138 | WIND | WIND | WINDPARK | 10.7 |  | 1985-12-01 | SCE | RIVERSIDE | 79 WEST INDIAN N. PALM SPRINGS 92258 |  | DON DOUTHWRIGHT | CONFIDENTIAL | CONFIDENTIAL | CONFIDENTIAL | ROBERT SMITH | CONFIDENTIAL | CONFIDENTIAL | CONFIDENTIAL
SEA WEST ENERGY (ALTECH) | W0008 | WIND | WIND |  | 5.76 |  | 1983-01-22 | PG&E | SAN JOAQUIN | 14740 ALTAMONT PASS ROAD TRACY 95376 |  | SEAWEST ENERGY GROUP |  |  | 1455 FRAZEE RD, 9TH FLR, SAN DIEGO CA 92108 | FPL ENERGY, INC
SEA WEST ENERGY (CWES) | W0024 | WIND | WIND |  | 1.5 |  | 1983-01-22 | PG&E | SAN JOAQUIN | DYER ROAD AND MIDWAY TRACY |  | SEAWEST ENERGY GROUP |  |  | 1455 FRAZEE RD, 9TH FLR, SAN DIEGO CA 92108
SEA WEST ENERGY (TAXVEST) | W0221 | WIND | WIND |  | 10.68 |  | 1984-12-31 | PG&E | SAN JOAQUIN | TRACY
SEA WEST ENERGY (VIKING) | W0183 | WIND | WIND |  | 1.56 |  | 1983-01-22 | PG&E | SAN JOAQUIN | TRACY |  | SEAWEST ENERGY GROUP |  |  | 1455 FRAZEE RD, 9TH FLR, SAN DIEGO CA 92108
SEA WEST ENERGY (WESTERN) | W0011 | WIND | WIND |  | 0.9 |  | 1983-01-22 | PG&E | ALAMEDA | LIVERMORE |  | AMERICAN DIVERSIFIED WIND PARTNERS |  |  | PO BOX 25218, SANTA ANA CA 25218
SEA WEST POWER SYSTEMS, INC (A3 PROJECT) | W0009 | WIND | WIND | WINDPARK | 34.937 |  | 1985-11-01 | SCE | RIVERSIDE | 62195 GARRET AVENUE N. PALM SPRINGS 92262 |  | SEAWEST ENERGY GROUP | JERRY STONE | 619-293-3340 | 1455 FRAZEE RD, #300, SAN DIEGO CA 92108 | ALTECH ENERGY INC. | CONFIDENTIAL | CONFIDENTIAL | CONFIDENTIAL
SECTION 7 TRUST (WHITEWATER II) | W0142 | WIND | WIND | WINDPARK | 28.5 |  | 1985-04-18 | SCE | RIVERSIDE | SAN GORGONIO |  |  | CONFIDENTIAL | CONFIDENTIAL | CONFIDENTIAL
SECTITON 28 TRUST (SANDBERG III) | W0143 | WIND | WIND | WINDPARK | 20.756 |  | 1985-01-22 | SCE | RIVERSIDE | SAN GORGONIO |  | SAN GORGONIO FARMS, | CONFIDENTIAL | CONFIDENTIAL | CONFIDENTIAL | SAN GORGONIO FARMS, | CONFIDENTIAL | CONFIDENTIAL | CONFIDENTIAL
SKY RIVER PARTNERSHIP (WILDERNESS I) | W0144 | WIND | WIND | WINDPARK | 36.725 |  | 1985-01-01 | SCE | KERN | 13000 JAMESON STREET TEHACHAPI 93561 |  | SKY RIVER PARTNERSHIP | CONFIDENTIAL | CONFIDENTIAL | CONFIDENTIAL | SKY RIVER PARTNERSHIP | CONFIDENTIAL | CONFIDENTIAL | CONFIDENTIAL
SKY RIVER PARTNERSHIP (WILDERNESS II) | W0145 | WIND | WIND | WINDPARK | 19.8 |  | 1991-06-21 | SCE | KERN | 13000 JAMESON RD TEHACHAPI 93561 |  | SKY RIVER PARTNERSHIP | CONFIDENTIAL | CONFIDENTIAL | CONFIDENTIAL | SKY RIVER PARTNERSHIP | CONFIDENTIAL | CONFIDENTIAL | CONFIDENTIAL
SKY RIVER PARTNERSHIP (WILDERNESS III) | W0146 | WIND | WIND | WINDPARK | 20.925 |  | 1991-02-12 | SCE | KERN | 13000 JAMESON RD TEHACHAPI 93561 |  | SMITH WIND ENERGY CORP. | CONFIDENTIAL | CONFIDENTIAL | CONFIDENTIAL | SMITH WIND ENERGY CORP. | CONFIDENTIAL | CONFIDENTIAL | CONFIDENTIAL
SO. CALIFORNIA SUNBELT (EDOM HILL) | W0147 | WIND | WIND | WINDPARK | 10.465 |  | 1985-03-15 | SCE | RIVERSIDE | 79 VARNER/EDOM HILL, DESERT HOT SPRINGS CA 92240 SAN GORGONIO 92240 |  | SO. CALIFORNIA SUNBELT DEV. | DAN BAER | 714-558-2690 | 4501 EAST LA PALMA AVE, #200, ANAHEIM CA 92807 | SO.CALIF.SUNBELT DEV | CONFIDENTIAL | CONFIDENTIAL | CONFIDENTIAL
SO. CALIFORNIA SUNBELT (MOJAVE) | W0148 | WIND | WIND | WINDPARK | 0.2 |  |  | SCE | KERN | ADDRESS CONFIDENTIAL TEHACHAPI 93501 |  | SO. CALIF. SUNBELT DEV. 1 | DAN BAER | 714-558-2690 | 4501 EAST LA PALMA AVE, #200, ANAHEIM CA 92807 | SO CALIF SUNBELT | CONFIDENTIAL | CONFIDENTIAL | CONFIDENTIAL
SOLANO WIND FARM | W0149 | WIND | WIND |  | 5 |  |  | SMUD | SOLANO | RIO VISTA |  | SMUD | PAUL OLMSTEAD | 916-732-5716 | 6201 S ST, SACRAMENTO 95817, PO BOX 15830, 95852-1830 | SMUD | LARRY HUDDLE | 916-732-5843 | 6201 S ST, SACRAMENTO 95817, PO BOX 15830, 95852-1830
TEHACHAPI POWER PURCHASE CONTRACT TRUST | W0152 | WIND | WIND | WINDPARK | 55.968 |  | 1986-12-15 | SCE | KERN | TEHACHAPI 93561 |  | TEHACHAPI PWR PUR CONTR TRUST | CONFIDENTIAL | CONFIDENTIAL | CONFIDENTIAL | TEHACHAPI PWR PUR CONTR TRUST | CONFIDENTIAL | CONFIDENTIAL | CONFIDENTIAL
THE BANK OF NEW YORK TRUST 1 | W0153 | WIND | WIND | WINDPARK | 15.965 |  | 1986-12-15 | SCE | RIVERSIDE | 18510 KAREN RD DESERT HOT SPRINGS 92240 |  | WINTEC, LTD. ADDITION D | CONFIDENTIAL | CONFIDENTIAL | CONFIDENTIAL | WINTEC, LTD. | CONFIDENTIAL | CONFIDENTIAL | CONFIDENTIAL
THE BANK OF NEW YORK TRUST 2 | W0154 | WIND | WIND | WINDPARK | 9.35 |  | 1990-03-02 | SCE | RIVERSIDE | SAN GORGONIO 93561 |  | WIND POWER PARTNERS 1991, L.P. | CONFIDENTIAL | CONFIDENTIAL | CONFIDENTIAL | WIND POWER PARTNERS 1991, L.P. | CONFIDENTIAL | CONFIDENTIAL | CONFIDENTIAL
VENTURE PACIFIC | W0199 | WIND | WIND | WINDPARK | 5.68 |  | 1985-11-24 | SCE | RIVERSIDE | 62925 GARNET N. PALM SPRINGS 92258 |  | WINDUSTRIES, INC. | CONFIDENTIAL | CONFIDENTIAL | CONFIDENTIAL | WINDUSTRIES INC. | CONFIDENTIAL | CONFIDENTIAL | CONFIDENTIAL
VICTORY GARDEN PHASE IV PARTNERSHIP A | W0180 | WIND | WIND | WINDPARK | 6.975 |  | 1990-03-17 | SCE | KERN | 13000 JAMESON RD/ZEEWIND SUB TEHACHAPI 93561 |  | VICTORY GARDEN PH IV PTNRSHIP | CONFIDENTIAL | CONFIDENTIAL | CONFIDENTIAL | ENRON WIND CORP.
VICTORY GARDEN PHASE IV PARTNERSHIP B | W0181 | WIND | WIND | WINDPARK | 6.975 |  | 1990-01-02 | SCE | KERN | 13000 JAMESON RD/ZEEWIND SUB TEHACHAPI 93561 |  | VICTORY GARDEN PH IV PTNRSHIP | CONFIDENTIAL | CONFIDENTIAL | CONFIDENTIAL | ENRON WIND CORP.
VICTORY GARDEN PHASE IV PARTNERSHIP C | W0182 | WIND | WIND | WINDPARK | 6.975 |  | 1990-04-11 | SCE | KERN | 13000 JAMESON RD/ZEEWIND SUB TEHACHAPI 93561 |  | VICTORY GARDEN PH IV PTNRSHIP | CONFIDENTIAL | CONFIDENTIAL | CONFIDENTIAL | ENRON WIND CORP.
VMSO IV CORPORATION - CABAZON WIND PARK | W0179 | WIND | WIND | WINDPARK | 9.9 |  | 1993-01-02 | SCE | RIVERSIDE | 79 VERBENA, CABAZON CA 92230 SAN GORGONIO 92230 |  | VMSO IV CORPORATION | CONFIDENTIAL | CONFIDENTIAL | CONFIDENTIAL | VMSO IV CORPORATION | CONFIDENTIAL | CONFIDENTIAL | CONFIDENTIAL
WESTWIND TRUST | W0187 | WIND | WIND | WINDPARK | 16.207 |  | 1985-12-31 | SCE | RIVERSIDE | CAMERON CANYON RD SAN GORGONIO |  | WESTWIND ASSOCIATION | CONFIDENTIAL | CONFIDENTIAL | CONFIDENTIAL | WESTWIND ASSOCIATION | CONFIDENTIAL | CONFIDENTIAL | CONFIDENTIAL
WIND FARM MANAGEMENT INC. | W0191 | WIND | WIND | WINDPARK | 0.4 |  | 1984-12-28 | SCE | KERN | HIGHWAY 58/RANDSBURG, MOJAVE CA 93501 TEHACHAPI 93501 |  | WIND SOURCE INC | CONFIDENTIAL | CONFIDENTIAL | CONFIDENTIAL | WIND SOURCE INC | CONFIDENTIAL | CONFIDENTIAL | CONFIDENTIAL
WINDDRIVEN LIMITED LIABILITY COMPANY | W0193 | WIND | WIND |  | 37.55 |  | 1984-09-01 | PG&E | CONTRA COSTA | 7601 BYRON HOT SPRINGS ROAD BYRON 94514 | 510-634-9463 | WINDMASTER |  |  | PO BOX 669, BYRON CA 94514
WINDPOWER PARTNERS 1993 | W0195 | WIND | WIND | WINDPARK | 13.5 |  | 1984-12-13 | SCE | RIVERSIDE | 62125 DILLON N. PALM SPRINGS 92258 |  | RIVERVIEW VENTURES | CONFIDENTIAL | CONFIDENTIAL | CONFIDENTIAL | FRED NOBLE | CONFIDENTIAL | CONFIDENTIAL | CONFIDENTIAL
WINDPOWER PARTNERS 1993 (RIVERVIEW) | W0196 | WIND | WIND | WINDPARK | 4.8 |  | 1985-12-01 | SCE | RIVERSIDE | SAN GORGONIO 92262 |  | S & L RANCH | CONFIDENTIAL | CONFIDENTIAL | CONFIDENTIAL | SIGMUND J. LICHTER | CONFIDENTIAL | CONFIDENTIAL | CONFIDENTIAL
WINDPOWER PARTNERS 1993 (WHITE WATER) | W0197 | WIND | WIND | WINDPARK | 5.7 |  | 1985-12-27 | SCE | RIVERSIDE | SAN GORGONIO |  | SAN GORGONIO FARM IN | CONFIDENTIAL | CONFIDENTIAL | CONFIDENTIAL | SAN GORGONIO FARM IN | CONFIDENTIAL | CONFIDENTIAL | CONFIDENTIAL
WINDRIDGE, INCORPORATED (WILLOW WIND) | W0198 | WIND | WIND | WINDPARK | 2.6 |  | 1985-06-01 | SCE | KERN | TEHACHAPI-WILLOW SPRINGS/HIGHLAND TEHACHAPI |  | WINDRIDGE INC. (WILLOW WIND) | CONFIDENTIAL | CONFIDENTIAL | CONFIDENTIAL | WINDRIDGE INC. | CONFIDENTIAL | CONFIDENTIAL | CONFIDENTIAL
ZEPHYR PARK I | W0201 | WIND | WIND | WINDPARK | 4.2 |  | 1993-01-02 | SCE | KERN | TEHACHAPI |  | ZEPHYR PARK | CONFIDENTIAL | CONFIDENTIAL | CONFIDENTIAL | ZEPHYR PARK | CONFIDENTIAL | CONFIDENTIAL | CONFIDENTIAL
ZOND SYSTEM INC. | W0202 | WIND | WIND |  | 20 |  | 1985-12-30 | PG&E | ALAMEDA | 10619 ALTAMONT PASS ROAD LIVERMORE 94550 | 510-373-0467 | ZOND SYSTEMS, INC |  |  | 1300 JAMESON RD, TEHACHAPI CA 93581
ZOND WINDSYSTEMS PARTNERS 85-A | W0214 | WIND | WIND | WINDPARK | 14.89 |  | 1985-11-13 | SCE | KERN | 13000 JAMESON STREET, 85-A REMOTE I (93581) TEHACHAPI 93561 |  | ZOND SYSTEMS, INC. | CONFIDENTIAL | CONFIDENTIAL | CONFIDENTIAL | ENRON WIND CORP.
ZOND WINDSYSTEMS PARTNERS 85-B | W0213 | WIND | WIND | WINDPARK | 21.24 |  | 1985-12-05 | SCE | KERN | 13000 JAMESON STREET, 85-B REMOTE I (93581) TEHACHAPI 93561 |  | ZOND WIND SYSTEMS | CONFIDENTIAL | CONFIDENTIAL | CONFIDENTIAL | ENRON WIND CORP.
TOTAL: |  |  |  |  | 1676.635
IMPERIAL RESOURCE RECOVERY | E0042 | WTE | BIOMASS - AG. & ANIMAL WASTE |  | 15 | 18.1 | 1990-01-01 | SCE | IMPERIAL | 3505 HIGHWAY 111 IMPERIAL VALLEY 92251 | 619-344-7200 | HYDRA-CO ENTERPRISES, INC | CONFIDENTIAL | CONFIDENTIAL | CONFIDENTIAL | WESTERN POWER GROUP, INC | JEFF SPRECHER OR GARY PALO | 714-760-9110 | 620 NEWPORT CENTER DR, STE 820, NEWPORT BEACH CA
AUBERRY ENERGY | E0002 | WTE | BIOMASS - AG. & WOODWASTE (COGEN) |  | 7.5 | 9 | 1985-01-01 | PG&E | FRESNO | 32180 AUBERRY ROAD NEW AUBERRY 93602 | 209-855-4001 | AUBERRY ENERGY INC | DOUG THOMPSON | 209-855-4001 | 32180 AUBERRY RD, AUBERRY CA 93602 | AUBERRY ENERGY INC. | DOUG THOMPSON | 209-855-4001 | 32180 AUBERRY RD, AUBERRY CA 93602
DELANO ENERGY I-II | E0029 | WTE | BIOMASS - AG. & WOODWASTE |  | 49.9 | 53.9 | 1990-06-29 | SCE | KERN | 31500 POND ROAD DELANO 93215 | 805-792-3062 | DELANO POWER CO | DALE HALE OR TONY COLLINS | 805-792-3067 | 31500 POND RD, PO 1461, DELANO CA 93215 | THERMO ECOTEK | TONY COLLINS OR JIMMY HAKIMIAM | 805-792-3067
MECCA PLANT | E0027 | WTE | BIOMASS - AG. & WOODWASTE |  | 49.9 | 49.9 | 1991-12-20 | SCE | RIVERSIDE | 62-300 GENE WELMAS DRIVE (HWY 111 AND AVENUE 62) MECCA 92254 | 619-396-2554 | COLMAC ENERGY INC | CHARLES JOHNSON | 619-396-2554 | 636 STATE ST, EL CENTRO, CA 90607 | COLMAC ENERGY | LARRY OSBORN | 619-396-2554 | 636 STATE ST, EL CENTRO, CA 90607
MENDOTA BIOMASS POWER | E0052 | WTE | BIOMASS - AG. & WOODWASTE (COGEN) | FLUIDIZED BOILER | 25 | 28.5 | 1989-06-29 | PG&E | FRESNO | 400 GUILLEN PARKWAY MENDOTA 93640 | 209-655-4921 | MENDOTA BIOMASS POWER | GLEN SIZEMORE OR BOB NOTOHEIS | 209-655-4921 | 400, GUILLEN PKWY, PO BOX 99, MENDOTA CA 93640 | THERMO ECOTEK
PACIFIC OROVILLE POWER | E0064 | WTE | BIOMASS - AG. & WOODWASTE |  | 18 | 18 | 1985-09-26 | PG&E | BUTTE | 3050 S. 5TH AVENUE OROVILLE 95965 | 916-532-0639 | PACIFIC ENERGY | JOE BROWN | 916-532-0597 | 3050 S. 5TH AVE, OROVILLE CA 95965 | OGDEN ENERGY GROUP, INC.
TRACY BIOMASS | E0096 | WTE | BIOMASS - AG. & WOODWASTE |  | 21 | 21.5 | 1990-04-26 | PG&E | SAN JOAQUIN | 14800 W. SCHULTZ ROAD TRACY 95376 | 209-835-6914 | TRACY OPERATORS | LARRY K. LIEN | 209-835-6914 | PO BOX 1211, TRACY CA 95378-1211 | COMMUNITY ENERGY ALTERNATIVES, INC (CEA) | ART NISLICK | 201-652-2772 | 1200 E. RIDGEWOOD AVE, RIDGEWOOD NJ 07450
WOODLAND BIOMASS | E0105 | WTE | BIOMASS - AG. & WOODWASTE |  | 25 | 28.5 | 1989-08-31 | PG&E | YOLO | 1786 E. KENTUCKY AVENUE WOODLAND 95776 | 916-661-6095 | WOODLAND BIOMASS POWER, THERMOELECTRON | JOHN METCALF OR RANDY BATES | 916-661-6095 |  | THERMO ECOTEK
FLOYD MEYERS MARSH | E0102 | WTE | BIOMASS - AG. WASTE |  | 26.5 | 30 | 1989-03-24 | PG&E | COLUSA | 6247 MEYERS ROAD WILLIAMS 95987 | 916-473-2831 | OPERATIONAL ENERGY CORP | MERLE CHURCHILL | 916-473-2831 | RTE 1, BOX 125, WILLIAMS CA 95987 | WADHAM ENERGY
DIAMOND WALNUT GROWERS | E0032 | WTE | BIOMASS - AG. WASTE -WALNUT SH (COGEN) |  | 4.5 | 4.5 | 1980-11-25 | PG&E | SAN JOAQUIN | 1050 SOUTH DIAMOND STREET STOCKTON 95205 | 209-467-6000 | DIAMOND WALNUT GROWERS INC. | JAMES WAGNER OR BO THISTED | 209-467-6000 | 1050 SOUTH DIAMOND ST, STOCKTON CA 95205 | DIAMOND WALNUT GROWERS | JAMES WAGNER OR BO THISTED | 209-467-6000 | 1050 SOUTH DIAMOND ST, STOCKTON CA 95205
WESTERN ROCK PRODUCTS | E0103 | WTE | BIOMASS | POTENTIAL ENERGY RECOVERY | 0.25 |  | 1989-07-01 | SCE | SAN BERNARDINO | ADDRESS CONFIDENTIAL NEWBERRY SPRINGS 92635 |  | WESTERN ROCK PRODUCTS | CONFIDENTIAL | CONFIDENTIAL | CONFIDENTIAL | WESTERN ROCK PRODUCTS | CONFIDENTIAL | CONFIDENTIAL | CONFIDENTIAL
BIG VALLEY LUMBER | E0003 | WTE | BIOMASS - WOODWASTE (COGEN) |  | 5 | 7.5 | 1983-08-18 | PG&E | LASSEN | HWY 299 EAST BIEBER 96009 | 916-444-9861 | BIG VALLEY LUMBER | MARDY SEUSS | 916-294-5221 | PO BOX 617, BIEBER CA 96009 | BIG VALLEY LUMBER | MARDY SEUSS | 916-294-5226 | PO BOX 617, BIEBER CA 96009
BURNEY FOREST PRODUCTS | E0005 | WTE | BIOMASS - WOODWASTE (COGEN) |  | 31 | 31 | 1989-10-17 | PG&E | SHASTA | 35586-C HIGHWAY 299 EAST BURNEY 96013 | 916-335-5023 | DELMARA OPERATING SERVICES (DOSC) | MIKE HARRISON OR MIKE WOODRUFF | 916-335-5023 | ROUTE 1, BOX 1600, BURNEY CA 96013 | BURNEY FOREST PRODUCTS |  | 916-335-5023
BURNEY MOUNTAIN POWER | E0006 | WTE | BIOMASS - WOODWASTE (COGEN) |  | 9.75 | 11 | 1984-08-15 | PG&E | SHASTA | HWY 299 EAST AND ENERGY DRIVE BURNEY 96013 | 916-335-5434 | PACIFIC ENERGY | LEE FOREMAN OR LARRY INGALS | 213-725-1139 | 6055 E. WASHINGTON BLVD, STE 808, COMMERCE CA 90040 | OGDEN ENERGY GROUP, INC.
CALIFORNIA CEDAR PRODUCTS | E0156 | WTE | BIOMASS - WOODWASTE (COGEN) |  | 0.85 | 0.85 | 1985-01-01 | PG&E | SAN JOAQUIN | 1340 W. WASHINGTON STREET STOCKTON 95201 | 209-944-5800 | CALIFORNIA CEDAR PRODUCTS | PATRICK LAM | 209-944-5800 | 1340 W. WASHINGTON, STOCKTON CA 95202 | CALIFORNIA CEDAR PRODUCTS | PATRICK LAM | 209-944-5800 | 1340 W. WASHINGTON, STOCKTON CA 95202
COLLINS PINE | E0026 | WTE | BIOMASS - WOODWASTE (COGEN) |  | 12 | 12 | 1984-04-04 | PG&E | PLUMAS | 500 MAIN STREET CHESTER 96020 | 916-258-2111 | COLLINS PINE CO. | JIM STEWART | 916-258-2111 | PO BOX 796, CHESTER CA 96020 | COLLINS PINE COMPARY | JIM STEWART | 916-258-2112 | PO BOX 796, CHESTER CA 96020
FAIRHAVEN POWER COMPANY | E0037 | WTE | BIOMASS - WOODWASTE | GRATE BOILER | 17.25 | 19 | 1986-09-15 | PG&E | HUMBOLDT | 97 BAY STREET (& NAVY BASE ROAD) FAIRHAVEN 95564 | 707-445-5434 | FAIRHAVEN POWER CO | DENNIS JOHNSTON OR RON AUZENNE | 707-445-5434 | PO BOX 280 EUREKA CA 95501 | FAIRHAVEN POWER COMPANY | CONFIDENTIAL | CONFIDENTIAL | CONFIDENTIAL
GEORGIA PACIFIC (FORT BRAGG) | E0039 | WTE | BIOMASS - WOODWASTE |  | 15 | 15 | 1980-06-01 | PG&E | MENDOCINO | 90 WEST REDWOOD AVE. FORT BRAGG 95437 | 707-964-5851 | GEORGIA PACIFIC CORP | LARRY LAKE, A. OWINGS, C. ROTH | 707-964-5651 | PO BOX 1816, EUGENE OR 97440 | GEORGIA PACIFIC CORP | LARRY LAKE, A.OWINGS, C. ROTH | 707-964-5651 | PO BOX 1816, EUGENE OR 97440
GEORGIA PACIFIC (MARTELL) | E0164 | WTE | BIOMASS - WOODWASTE |  | 9 | 18 | 1986-01-01 | PG&E | AMADOR | HWY 49 MARTELL 95664 | 209-223-4581 | GEORGIA PACIFIC CORP |  |  |  | WHEELABRATOR
HONEY LAKE POWER | E0041 | WTE | BIOMASS - WOODWASTE (COGEN) |  | 30 | 35 | 1989-07-26 | PG&E | LASSEN | 732-025 WENDEL ROAD WENDEL 96136 | 916-254-6161 | OPERATIONAL ENERGY CORP. | GARY STEVENS OR RALPH SANDERS | 916-254-6161 | PO DRAWER Z, SUSANVILLE CA 96130 | HL POWER CO. | KEN BOREN | 510-376-0164 | 330 TOWN CENTER ROAD, STE 1040, DEARBORN MI 48126
HUMBOLDT PULP MILL | E0088 | WTE | BIOMASS - WOODWASTE (COGEN) |  | 27.9 | 27.9 | 1982-08-23 | PG&E | HUMBOLDT | 1900 BENDIXSEN ROAD FAIRHAVEN 95501 | 707-445-5300
LINCOLN COGENERATION | E0004 | WTE | BIOMASS - WOODWASTE (COGEN) |  | 7.5 | 7.5 | 1985-07-01 | PG&E | PLACER | 1445 NORTH HIGHWAY 65 LINCOLN 95648 | 916-645-1631 | BOHEMIA INC. | PAUL KISSELL OR MARTIN LAW | 916-645-1631 | 1445 HWY 65, LINCOLN CA 95648 | SIERRA PACIFIC INDUSTRIES
MARTELL COGENERATION | E0051 | WTE | BIOMASS - WOODWASTE (COGEN) | GRATE BOILER | 18 | 20 | 1986-03-13 | PG&E | AMADOR | HWY 49 & RIDGE ROAD MARTELL 95654 | 209-223-4581 | OPERATIONAL ENERGY CORPORATION | ROBERT CALONGE | 209-223-4581 | 18578 NE 67TH COURT, REDMOND WA 98052 | MARTELL COGENERATION | DARYL SANBORN | 209-223-4581
MT. LASSEN POWER | E0056 | WTE | BIOMASS - WOODWASTE (COGEN) |  | 10.5 | 11.5 | 1984-10-11 | PG&E | LASSEN | COUNTY ROAD A-21 WESTWOOD 96137 | 916-256-3155 | PACIFIC ENERGY, MT LASSEN POWER | GARY PRITCHARD | 916-256-3155 | PO DRAWER BB WESTWOOD CA 96137 | PLES AND ULTRASYSTEMS
PACIFIC LUMBER COMPANY | E0063 | WTE | BIOMASS - WOODWASTE (COGEN) | GRATE BOILER | 20 | 25 | 1986-03-22 | PG&E | HUMBOLDT | HWY 101, 125 MAIN STREET SCOTIA 95565 | 707-764-4238 | PACIFIC LUMBER CO. | RICHARD SWEET | 707-764-2222 | PO BOX 37, SCOTIA CA 95565 | PACIFIC LUMBER COMPANY | RICHARD SWEET | 707-764-2222 | PO BOX 37, SCOTIA CA 95565
SIERRA PACIFIC INDUSTRIES (BURNEY) | E0078 | WTE | BIOMASS - WOODWASTE (COGEN) |  | 20 | 20 | 1986-11-04 | PG&E | SHASTA | HIGHWAY 299 EAST BURNEY 96013 | 916-335-3681 | SIERRA PACIFIC INDUSTRIES | KEITH HERNDON OR TOM BROADWAY | 916-335-3681 | PO BOX 1700, BURNEY CA 96013 | SIERRA PACIFIC INDUSTRIES | GEORGE ROGERS | 916-378-8104
SIERRA PACIFIC INDUSTRIES (HAYFORK) | E0080 | WTE | BIOMASS - WOODWASTE (COGEN) |  | 9 | 10 | 1985-01-05 | PG&E | TRINITY | HIGHWAY 3 & MILL AVE HAYFORK 96041 | 916-628-5291 | SIERRA PACIFIC INDUSTRIES | LARRY WASSON OR LARRY LAWSON | 916-628-5291 | BOX 670 HAYFORK CA 96041 | SIERRA PACIFIC INDUSTRIES | LARRY WASSON OR LARRY LAWSON | 916-628-5291 | BOX 670 HAYFORK CA 96041
SIERRA PACIFIC INDUSTRIES (LOYALTON) | E0084 | WTE | BIOMASS - WOODWASTE (COGEN) |  | 20 | 20 | 1989-01-01 | SPPC | SIERRA | END OF RAILROAD AVENUE LOYALTON 96118 | 916-993-4402 | SIERRA PACIFIC INDUSTRIES | DON OEHLER OR GEORGE MCCARTNEY | 916-993-4867 | PO BOX 208 LOYALTON CA 96118 | SIERRA PACIFIC INDUSTRIES | DON OEHLER OR GEORGE MCCARTNEY | 916-993-4867 | PO BOX 208 LOYALTON CA 96118
SIERRA PACIFIC INDUSTRIES (QUINCY) | E0081 | WTE | BIOMASS - WOODWASTE (COGEN) |  | 20 | 20 | 1983-01-14 | PG&E | PLUMAS | 1538 LEE ROAD QUINCY 95971 | 916-283-2820 | SIERRA PACIFIC INDUSTRIES | FRANK DEL CARTO OR DON CAMP | 916-283-2820 | 1538 LEE RD, QUINCY CA 95971 | SIERRA PACIFIC INDUSTRIES | FRANK DEL CARTO OR DON CAMP | 916-283-2820 | 1538 LEE RD, QUINCY CA 95971
SIERRA PACIFIC INDUSTRIES (SONORA) | E0038 | WTE | BIOMASS - WOODWASTE (COGEN) |  | 3 | 3 | 1982-06-26 | PG&E | TUOLUMNE | 14560 TUOLUMNE ROAD SONORA 95370 | 209-532-7141 | FIBREBOARD | JIM BRISCO | 209-532-7141 | 19040 STANDARD RD, STANDARD CA 95373 | SIERRA PACIFIC INDUSTRIES
SIERRA PACIFIC INDUSTRIES (SUSANVILLE) | E0082 | WTE | BIOMASS - WOODWASTE (COGEN) |  | 15 | 15 | 1981-10-05 | PG&E | LASSEN | END OF SUNKIST ROAD SUSANVILLE 96130 | 916-257-2158 | SIERRA PACIFIC INDUSTRIES | DAVE LAW | 916-257-7908 | PO BOX 820 SUSANVILLE CA 96130 | SIERRA PACIFIC INDUSTRIES | DAVE LAW | 916-257-7908 | PO BOX 820 SUSANVILLE CA 96130
SOLEDAD ENERGY | E0089 | WTE | BIOMASS - WOODWASTE |  | 12 | 12 | 1989-12-22 | PG&E | MONTEREY | 959 LOS COCHES DRIVE SOLEDAD 93960 | 408-678-8562 | SOLEDAD ENERGY PARTNERSHIP | HARRY HUNZIE | 408-678-2600 | 959 LOS COCHES DRIVE, SOLEDAD CA 93690 | WESTERN ELECTRIC POWER CORP
ULTRAPOWER (BLUE LAKE) | E0097 | WTE | BIOMASS - WOODWASTE | GRATE BOILER | 11.4 | 11.4 | 1985-07-03 | PG&E | HUMBOLDT | 200 TAYLOR WAY BLUE LAKE 95525 | 707-668-5631 | ULTRA CONSTELLATION OPERATING SERVICES | PATRICIA MURPHY OR RANDY SCOTT | 707-668-5631 | PO BOX 1158, BLUE LAKE CA 95525 | ULTRAPOWER RINCON
ULTRAPOWER (CHINESE STATION) | E0100 | WTE | BIOMASS - WOODWASTE |  | 22 | 25.4 | 1986-06-04 | PG&E | TUOLUMNE | 8755 ENTERPRISE DRIVE JAMESTOWN 95327 | 209-984-4660 | ULTRA CONSTELLATION OPERATING SERVICES | STEVE SIMMONS OR RICK CARTER | 209-984-4660 | PO BOX 1700, JAMESTOWN CA 95327-1700 | PAC. ENERGY, ULTRASYSTEM, CONSTELLATION | STEVE SIMMONS OR RICK CARTER | 209-984-4660 | PO BOX 1700, JAMESTOWN CA 95327-1700
WHEELABRATOR HUDSON (ANDERSON) | E0165 | WTE | BIOMASS - WOODWASTE (COGEN) |  | 6.875 |  | 1993-07-12 | PG&E | SHASTA | 6309 HIGHWAY 273 ANDERSON 96007 | [5 empty] | WHEELABRATOR | JERRY DUFFY
WHEELABRATOR SHASTA ENERGY | E0086 | WTE | BIOMASS - WOODWASTE (COGEN) |  | 54.9 | 54.9 | 1987-10-30 | PG&E | SHASTA | 20811 INDUSTRY ROAD ANDERSON 96007 | 916-365-9172 | WHEELABRATOR SHASTA ENERGY COMPANY INC. | BILL CARLSON | 916-365-9172 | 20811 INDUSTRY ROAD, ANDERSON CA 96007 | WHEELABRATOR SHASTA ENERGY COMPANY, INC. | BILL CARLSON | 916-365-9172 | 20811 INDUSTRY ROAD, ANDERSON CA 96007
TOTAL: |  |  |  |  | 650.475
ALISO WATER MANAGEMENT AGENCY | E0155 | WTE | MSW - DIGESTER GAS |  | 1.2 | 1.2 | 1983-06-06 | SCE | ORANGE | 29201 LA PAZ ROAD LAGUNA NIGUEL 92677 | 714-643-1902 | ALISO WATER MANAGEMENT AGENCY | CONFIDENTIAL | CONFIDENTIAL | CONFIDENTIAL | ALISO WATER MANAGEMENT AGENCY | JAMES SMITH | 714-586-4200 | 25411 CABOT RD. STE 209, LAGUNA HILLS CA 92653
CHINO BASIN MUNICIPAL WATER DISTRICT | E0014 | WTE | MSW - DIGESTER GAS |  | 0.58 |  | 1993-02-10 | SCE | SAN BERNARDINO | 8555 ARCHIBALD AVENUE RANCHO CUCAMONGA 91729
CITY OF PALM SPRINGS | E0021 | WTE | MSW - DIGESTER GAS |  | 0.25 |  | 1983-05-05 | SCE | RIVERSIDE | ADDRESS CONFIDENTIAL PALM SPRINGS 92262 |  | CITY OF PALM SPRINGS | CONFIDENTIAL | CONFIDENTIAL | CONFIDENTIAL | CITY OF PALM SPRINGS | CONFIDENTIAL | CONFIDENTIAL | CONFIDENTIAL
CITY OF TULARE | E0023 | WTE | MSW - DIGESTER GAS |  | 0.405 |  | 1992-11-06 | SCE | TULARE | 1875 SOUTH WEST STREET TULARE |  | CITY OF TULARE | MILTON PRESZLER |  | 411 E. KERN AVE, TULARE 93274
CO. SAN. DIST. #32 OF LA CO. (VALENCIA) | E0024 | WTE | MSW - DIGESTER GAS |  | 0.5 |  | 1987-09-22 | SCE | LOS ANGELES | ADDRESS CONFIDENTIAL VALENCIA 91355 |  | L.A. COUNTY SANITATION DISTRICT | CONFIDENTIAL | CONFIDENTIAL | CONFIDENTIAL | L.A. COUNTY SANITATION DISTRICT | STEPHEN R. MAQUIN | 213-685-5217 | 1955 WORKMAN MILL RD, PO BOX 4998, WHITTIER CA 90607
EBMUD (OAKLAND) | E0036 | WTE | MSW - DIGESTER GAS (COGEN) |  | 4 | 6 | 1991-10-20 | PG&E | ALAMEDA | 2020 WAKE AVE OAKLAND 94607
MONTEREY REGIONAL WATER CONTROL | E0055 | WTE | MSW - DIGESTER GAS (COGEN) |  | 1.74 | 1.74 | 1988-08-26 | PG&E | MONTEREY | 14811 DEL MONTE BLVD MARINA 93933 | 408-424-1108 | MONTEREY REGIONAL WATER CENTRAL |  | 408-424-1108
ORANGE COUNTY SANITATION DISTRICT PLANT 1 | G0483 | WTE | MSW - DIGESTER GAS (COGEN) | DIGESTER GAS/MUNICIPAL | 4.5 | 5 | 1992-07-01 | SCE | ORANGE | 10844 ELLIS AVENUE FOUNTAIN VALLEY 92728 | 714-962-2411 | O'BRIEN ENERGY SYSTEM INC | CONFIDENTIAL | CONFIDENTIAL | CONFIDENTIAL | ORANGE COUNTY SANITATION DISTRICT | CONFIDENTIAL | CONFIDENTIAL | CONFIDENTIAL
ORANGE COUNTY SANITATION DISTRICT PLANT 2 | E0025 | WTE | MSW - DIGESTER GAS |  | 11.2 |  | 1993-07-27 | SCE | ORANGE | 22212 BROOKHURST AVENUE HUNTINGTON BEACH 92646 | 714-962-2411 |  |  |  |  | ORANGE COUNTY SANITATION DISTRICT | CONFIDENTIAL | CONFIDENTIAL | CONFIDENTIAL
ROY SHARP JR. | G0312 | WTE | MSW - DIGESTER GAS |  | 0.1 |  | 1991-11-21 | PG&E | FRESNO | CARUTHERS
ROYAL FARMS #1-#2 | E0072 | WTE | MSW - DIGESTER GAS |  | 0.175 | 0 | 1983-01-21 | SCE | TULARE | ADDRESS CONFIDENTIAL TULARE 93274 | 209-686-9779 | ROYAL FARMS | CONFIDENTIAL | CONFIDENTIAL | CONFIDENTIAL | ROYAL FARMS | CONFIDENTIAL | CONFIDENTIAL | CONFIDENTIAL
BIOGEN POWER I | E0108 | WTE | MSW - INDUSTRIAL WASTE |  | 16 |  | 1988-01-26 | SCE | SAN BERNARDINO | ADDRESS CONFIDENTIAL NIPTON 92364 | 619-856-2207 | BIOGEN POWER COMPANY | CONFIDENTIAL | CONFIDENTIAL | CONFIDENTIAL | BIOGEN POWER COMPANY | CONFIDENTIAL | CONFIDENTIAL | CONFIDENTIAL
FALCON FOAM PLASTICS | E0115 | WTE | MSW - INDUSTRIAL WASTE (COGEN) | COMBUSTION TURBINE/TOPPING CYCLE | 0.365 |  | 1990-03-05 | SCE | LOS ANGELES | ADDRESS CONFIDENTIAL LOS ANGELES 90061 |  | FALCON FOAM PLASTICS | CONFIDENTIAL | CONFIDENTIAL | CONFIDENTIAL | FALCON FOAM PLASTICS | CONFIDENTIAL | CONFIDENTIAL | CONFIDENTIAL
ALTAMONT LANDFILL | E0106 | WTE | MSW - LANDFILL GAS |  | 6 |  | 1989-05-04 | PG&E | ALAMEDA | 10840 ALTAMONT PASS ROAD LIVERMORE 94514
BKK LANDFILL #2 (#1 RETIRED) | E0152 | WTE | MSW - LANDFILL GAS |  | 11.5 |  | 1986-01-01 | SCE | LOS ANGELES | 2210 SOUTH AZUSA AVENUE WEST COVINA 91792 | 818-965-0911 | DOUGLAS ENERGY COMPANY | HELGE LARSON | 818-965-0911 |  | MINNESOTA METHANE
CORONA LANDFILL | E0139 | WTE | MSW - LANDFILL GAS |  | 5.2 |  | 1986-03-04 | SCE | RIVERSIDE | 1300 MAGNOLIA AVENUE CORONA 91720 | 909-736-8439 | OBRIEN ENERGY SYSTEMS INC | DONALD R. RIES | 215-627-5500 | 225 SOUTH 8TH ST, PHILADELPHIA PA 19106 | O'BRIEN ENERGY SYSTEM | CONFIDENTIAL | CONFIDENTIAL | CONFIDENTIAL
COUNTY OF SONOMA | E0149 | WTE | MSW - LANDFILL GAS |  | 6 |  | 1993-04-30 | PG&E | SONOMA | 500 MECHAM RD PETALUMA | 707-794-9571 | SONOMA COUNTY LANDFILL |  | 707-795-8998 |  | SONOMA COUNTY
COYOTE CANYON LANDFILL | E0117 | WTE | MSW - LANDFILL GAS |  | 20 | 20 | 1989-02-08 | SCE | ORANGE | 5531 COYOTE CANYON DRIVE IRVINE 92715 | 714-721-4151 | LAIDLAW GAS RECOVERY SYSTEMS | GEORGE R. JANSEN | 714-721-4151 | 1804 DIXON LANDING RD, SAN JOSE CA 95002 | GAS RECOVERY SYSTEMS, INC. | DEBRA CHURCHILL | 510-661-2300 | 39899 BALENTINE DR, STE 275, NEWARK CA 94560
FRESNO WWTP | E0161 | WTE | MSW - LANDFILL GAS |  | 1.3 | 1.3 | 1984-01-01 | PG&E | FRESNO | 5607 WEST JENSON AVENUE FRESNO 93706 | 209-277-1475 | FRESNO WASTEWATER TREATMENT |  | 209-498-1707 | 5607 WEST JENSON AVE, FRESNO CA 93706
GAS RECOVERY SYSTEMS (AMERICAN CANYON) | E0118 | WTE | MSW - LANDFILL GAS |  | 1.5 | 1.5 | 1985-12-27 | PG&E | NAPA | 725 EUCALYPTUS DRIVE AMERICAN CANYON 94589 | 707-552-2581 | SOUTH NAPA WASTE MANAGEMENT AUTHORITY |  | 707-253-4274 | 1195 3RD ST, ROOM 101, NAPA CA 94559 | GAS RECOVERY SYSTEMS, INC. | DEBRA CHURCHILL | 510-661-2300 | 39899 BALENTINE DR, STE 275, NEWARK CA 94560
GAS RECOVERY SYSTEMS (FREMONT) | E0119 | WTE | MSW - LANDFILL GAS |  | 3.75 |  | 1990-04-19 | PG&E | ALAMEDA | 48989 MILMONT DRIVE FREMONT 94538-7315 | 510-770-8100 | LAIDLAW GAS RECOVERY SYSTEMS | KEVIN HUBANKS | 510-661-2311 | 48989 MILMONT DR, FREMONT CA 94538 | GAS RECOVERY SYSTEMS, INC. | DEBRA CHURCHILL | 510-661-2300 | 39899 BALENTINE DR, STE 275, NEWARK CA 94560
GAS RECOVERY SYSTEMS (GUADALUPE) | E0120 | WTE | MSW - LANDFILL GAS |  | 1.443 | 2.6 | 1984-01-12 | PG&E | SANTA CLARA | 15999 GUADALUPE MINES ROAD SAN JOSE 95120 | 408-997-6109 | LAIDLAW GAS RECOVERY SYSTEMS | BRENT VORIS | 408-997-6109 | 15999 GUADALUPE MINES RD, SAN JOSE CA 95120 | GAS RECOVERY SYSTEMS, INC. | DEBRA CHURCHILL | 510-661-2300 | 39899 BALENTINE DR, STE 275, NEWARK CA 94560
GAS RECOVERY SYSTEMS (MENLO PARK) | E0123 | WTE | MSW - LANDFILL GAS |  | 2 | 2 | 1983-01-11 | PG&E | SAN MATEO | 1680 MARSH ROAD MENLO PARK 94025 | 415-365-7546 | LAIDLAW GAS RECOVERY SYSTEMS | RUSSELL VAUGH | 415-365-7546 | 1804 DIXON LANDING RD, SAN JOSE CA 95002 | GAS RECOVERY SYSTEMS, INC. | DEBRA CHURCHILL | 510-661-2300 | 39899 BALENTINE DR, STE 275, NEWARK CA 94560
GAS RECOVERY SYSTEMS (SANTA CRUZ) | E0132 | WTE | MSW - LANDFILL GAS |  | 0.93 | 0.93 | 1988-11-22 | PG&E | SANTA CRUZ | 604 DIMEO LANE SANTA CRUZ 95060 | 408-423-7519 | LAIDLAW GAS RECOVERY SYSTEMS | KIM BULLARD | 408-423-7519 | 604 DIMEO LANE, SANTA CRUZ CA 95060 | GAS RECOVERY SYSTEMS, INC. | DEBRA CHURCHILL | 510-661-2300 | 39899 BALENTINE DR, STE 275, NEWARK CA 94560
MARINA LANDFILL | E0135 | WTE | MSW - LANDFILL GAS |  | 1.3 | 1.3 | 1983-12-30 | PG&E | MONTEREY | 14201 DEL MONTE BLVD MARINA 93933 | 408-384-5313 | COUNTY OF MONTEREY REGIONAL WASTE |  | 408-384-5313 | BOX 609, MARINA CA 93933 | MONTEREY REGIONAL WAST MGMT DIST.
MOUNTAIN VIEW POWER PLANT | E0121 | WTE | MSW - LANDFILL GAS |  | 3 | 3.5 | 1985-12-23 | PG&E | SANTA CLARA | 2499 SHORELINE BLVD MOUNTAIN VIEW 94043 | 415-961-8898 | LAIDLAW GAS RECOVERY SYSTEMS | KEVIN WRIGHT | 415-961-8898 | 2499 SHORELINE BLVD, MOUNTAIN VIEW CA 94043 | GAS RECOVERY SYSTEMS, INC. | DEBRA CHURCHILL | 510-661-2300 | 39899 BALENTINE DR, STE 275, NEWARK CA 94560
NEWBY ISLAND I & II | E0122 | WTE | MSW - LANDFILL GAS |  | 4.2 | 4.2 | 1984-08-03 | PG&E | SANTA CLARA | 1804 DIXON LANDING ROAD SAN JOSE 95002 | 408-945-9444 | LAIDLAW GAS RECOVERY SYSTEMS | NORMAN DOSS OR JOE BAILEN | 408-263-9652 | 1804 DIXON LANDING RD, SAN JOSE CA 95002 | GAS RECOVERY SYSTEMS, INC. | DEBRA CHURCHILL | 510-661-2300 | 39899 BALENTINE DR, STE 275, NEWARK CA 94560
NOVE POWER PLANT | E0137 | WTE | MSW - LANDFILL GAS | INTERNAL COMBUSTION ENGINE | 3 | 3 | 1985-12-31 | PG&E | CONTRA COSTA | FOOT OF PARR BLVD, AT W CONTRA COSTA CNTY LANFILL RICHMOND 94804 | 510-620-0133 | NOVE INVESTMENTS | GARY PONDER | 510-620-0133 | PO BOX 4100, RICHMOND CA 94804
O'BRIEN ENERGY SYSTEMS (DUARTE) | E0138 | WTE | MSW - LANDFILL GAS | INTERNAL COMBUSTION | 2.3 |  | 1988-01-01 | SCE | LOS ANGELES | 1000 LOS LOMAS ROAD (& ROYAL OAKS DRIVE) DUARTE 90745 | 215-627-5500 | O'BRIEN ENERGY SYSTEMS INC | DONALD R. RIES | 215-627-5500 | 225 S. 8TH ST, PHILADELPHIA PA 19106 | O'BRIEN ENERGY SYSTEMS, INC. (DURATE) | CONFIDENTIAL | CONFIDENTIAL | CONFIDENTIAL
OLINDA POWER | E0109 | WTE | MSW - LANDFILL GAS |  | 5.475 | 5.475 | 1984-10-25 | SCE | ORANGE | 1942 VALENCIA BLVD BREA 92621 | 215-481-5601 | AIR PRODUCTS & CHEMICALS | CONFIDENTIAL | CONFIDENTIAL | CONFIDENTIAL | GSF POWER SYSTEMS | RAYMOND KUROKI | 215-481-5157 | 7201 HAMILTON BLVD, ALLENTOWN PA 18195-1501
OTAY LANDFILL #1-#2 | E0061 | WTE | MSW - LANDFILL GAS | RECIPROCATING | 3.75 | 3.75 | 1986-12-15 | SDG&E | SAN DIEGO | 1600 MAXWELL ROAD CHULA VISTA 91911 |  |  |  | 213-725-1139 |  | OGDEN ENERGY GROUP, INC.
OXNARD LANDFILL | E0125 | WTE | MSW - LANDFILL GAS |  | 5.625 | 5.625 | 1984-12-15 | SCE | VENTURA | 2501 NORTH VENTURA ROAD OXNARD 93030 |  | PACIFIC ENERGY | GEORGE DONLOU | 213-895-5685 | PO BOX 30900, LOS ANGELES 90030-0900 | GENERATING RESOURCE RECOVERY PARTNERS LP
PACIFIC ENERGY (PENROSE LANDFILL) | E0142 | WTE | MSW - LANDFILL GAS |  | 11.5 |  | 1986-05-12 | SCE | LOS ANGELES | 8301 TUJUNGA AVENUE SUN VALLEY 91352 | 213-875-1095 | P.L.E.S. | CONFIDENTIAL | CONFIDENTIAL | CONFIDENTIAL | OGDEN ENERGY GROUP, INC. | CONFIDENTIAL | CONFIDENTIAL | CONFIDENTIAL
PACIFIC ENERGY (SALINAS) | E0144 | WTE | MSW - LANDFILL GAS |  | 1.5 | 2 | 1986-11-10 | PG&E | MONTEREY | 350 CRAZY HORSE CANYON ROAD SALINAS 93907 | 408-663-6145 | PACIFIC LIGHT ENERGY SYSTEMS |  | 213-875-1095 | 6055 E. WASHINGTON BLVD, COMMERCE CA 90040
PACIFIC ENERGY (SANTA CLARA) | E0141 | WTE | MSW - LANDFILL GAS |  | 2 | 2 | 1986-10-22 | PG&E | SANTA CLARA | 5401 LAFAYETTE STREET SANTA CLARA 95050 | 408-970-0875
PACIFIC ENERGY (STOCKTON) | E0145 | WTE | MSW - LANDFILL GAS |  | 0.8 | 0.8 | 1985-11-27 | PG&E | SAN JOAQUIN | 9075 S. AUSTIN ROAD STOCKTON 95206 | 209-462-4206 | PACIFIC ENERGY | DENICE MARSH | 209-462-4206 | 9595 S. AUSTIN RD, STOCKTON CA 95206 | OGDEN ENERGY GROUP, INC.
PACIFIC ENERGY (TOYON CANYON LANDFILL) | E0143 | WTE | MSW - LANDFILL GAS |  | 11.5 |  | 1986-05-12 | SCE | LOS ANGELES | 5050 MOUNT HOLLYWOOD DRIVE (GRIFFITH PARK) LOS ANGELES 90027 | 213-662-3475 | P.L.E.S. | CONFIDENTIAL | CONFIDENTIAL | CONFIDENTIAL | OGDEN ENERGY GROUP, INC. | CONFIDENTIAL | CONFIDENTIAL | CONFIDENTIAL
PALO ALTO LANDFILL | E0146 | WTE | MSW - LANDFILL GAS |  | 2 | 2 | 1990-06-13 | PG&E | SANTA CLARA | 2380 EMBARCADERO ROAD PALO ALTO 94303 | 415-592-9020 | PACIFIC LIGHT ENERGY SYSTEMS |  | 213-725-1139 | 6055 E. WASHINGTON BLVD, COMMERCE CA 90040 | PALO ALTO LANDIFLL GAS CORP |  | 617-383-1293 | 672 JERUSALEM RD, COHASSET MA 02025
PALOS VERDES GAS-TO-ENERGY | E0130 | WTE | MSW - LANDFILL GAS | STEAM TURBINE | 9 |  | 1987-09-07 | SCE | LOS ANGELES | 25704 HAWTHORNE BLVD ROLLING HILLS 90274 | 310-378-1928 | L.A. COUNTY SANITATION DISTRICT | CHARLES W. CARRY | 213-699-7411 | 1955 WORKMAN MILL RD, PO BOX 4998, WHITTIER CA 90607 | L.A. COUNTY SANITATION DISTRICT | STEPHEN R. MAQUIN | 213-685-5217 | 1955 WORKMAN MILL RD, PO BOX 4998, WHITTIER CA 90607
PT. LOMA SEWAGE TREATMENT PLANT | E0067 | WTE | MSW - LANDFILL GAS | RECIP | 2.7 | 2.7 | 1985-08-05 | SDG&E | SAN DIEGO | 1902 GATCHEL ROAD POINT LOMA | 619-692-4939 |  |  | 619-525-8532 |  | SAN DIEGO WATER UTILITIES | CONFIDENTIAL | CONFIDENTIAL | CONFIDENTIAL
PUENTE HILLS ENERGY RECOVERY A-B | E0127 | WTE | MSW - LANDFILL GAS |  | 51.1 |  | 1983-11-22 | SCE | LOS ANGELES | 2800 WORKMAN MILL ROAD WHITTIER 90601 | 562-699-6028 | L.A. COUNTY SANITATION DISTRICT | CHARLES W. CARRY | 213-699-7411 | 1955 WORKMAN MILL RD, PO BOX 4998, WHITTIER CA 90607 | L.A. COUNTY SANITATION DISTRICT | STEPHEN R. MAQUIN | 213-685-5217 | 1955 WORKMAN MILL RD, PO BOX 4998, WHITTIER CA 90607
RIO HONDO COMMUNITY COLLEGE DISTRICT | E0148 | WTE | MSW - LANDFILL GAS (COGEN) | GAS FUELED RECIPROCATING ENGINE | 0.45 |  | 1988-03-01 | SCE | LOS ANGELES | ADDRESS CONFIDENTIAL WHITTIER 90608 |  | RIO HONDO COMMUNITY COLLEGE DIS | CONFIDENTIAL | CONFIDENTIAL | CONFIDENTIAL | RIO HONDO COMM. COLLEGE DIST. | CONFIDENTIAL | CONFIDENTIAL | CONFIDENTIAL
SAN MARCOS LANDFILL | E0075 | WTE | MSW - LANDFILL GAS |  | 1.875 | 1.875 | 1989-04-30 | SDG&E | SAN DIEGO | 1595 QUESTHAVEN RD SAN MARCOS 92069 |  | LANDFILL GENERATING PARNTERS | FRANK | 714-721-4151 |  | GAS RECOVERY SYSTEMS, INC. | DEBRA CHURCHILL | 510-661-2300 | 39899 BALENTINE DR, STE 275, NEWARK CA 94560
SPADRA LANDFILL | E0129 | WTE | MSW - LANDFILL GAS |  | 8 |  | 1990-02-21 | SCE | LOS ANGELES | 4125 W. VALLEY BLVD POMONA 91789 | 909-595-8839 | L.A. COUNTY SANITATION DISTRICT | CHARLES W. CARRY | 213-699-7411 | 1955 WORKMAN MILL RD, PO BOX 4998, WHITTIER CA 90607 | L.A. COUNTY SANITATION DISTRICT | STEPHEN R. MAQUIN | 213-685-5217 | 1955 WORKMAN MILL RD, PO BOX 4998, WHITTIER CA 90607
SYCAMORE LANDFILL | E0094 | WTE | MSW - LANDFILL GAS | RECIP | 1.886 | 1.866 | 1988-12-31 | SDG&E | SAN DIEGO | 8514 MAST BLVD. SAN DIEGO 92145 | 619-974-2620 | PACIFIC LIGHT ENERGY SYSTEMS |  | 213-725-1139 | 605 E. WASHINGTON BLVD, COMMERCE CA 90040 | LANDFILL GENERATING PARTNERS, 1 | CONFIDENTIAL | CONFIDENTIAL | CONFIDENTIAL
TAJIGUAS LANDFILL | E0095 | WTE | MSW - LANDFILL GAS | GAS TURBINE COMBINED CYCLE | 3 |  |  | SCE | SANTA BARBARA | 14470 CALLE REAL SANTA BARBARA 93117 |  | COUNTY OF SANTA BARBARA | CHRIS WILSON | 805-681-4053 | 123 E. ANAPAMU ST, SANTA BARBARA CA 93101 | MINNESOTA METHANE
TULARE COUNTY LANDFILL | E0101 | WTE | MSW - LANDFILL GAS | GAS TURBINE COMBINED CYCLE | 1.9 |  |  | SCE | TULARE | 26951 ROAD 140 VISALIA | [5 empty] | MINNESOTA METHANE
YOLO COUNTY LANDFILL | E0154 | WTE | MSW - LANDFILL GAS |  | 0.5 | 1.2 | 1989-10-11 | PG&E | YOLO | 44090 COUNTRY RD 28H & COUNTRY RD 104 DAVIS | 916-666-8730 | YOLO COUNTY LANDFILL | RICK MOORE OR JIM CAMPBELL | 916-757-5577 | 292 W. BEAMER ST, WOODLAND CA 95695 | MINNESOTA METHANE |  | 612-895-9096 | 901 W 94 ST, BURNSVILLE MN 55337-1656
CITY OF LONG BEACH (SERRF) | E0112 | WTE | MSW |  | 34.6 |  | 1988-07-04 | SCE | LOS ANGELES | 120 HENRY FORD AVENUE LONG BEACH 90802 | 310-570-1196 | CITY OF LONG BEACH | CONFIDENTIAL | CONFIDENTIAL | CONFIDENTIAL | SOUTHEAST RR AUTHORITY | JAMES KENNELLY | 310-570-1196
GERBER COMPRESSOR STATION [8] | E0126 | WTE | MSW (COGEN) | COMBUSTION TURBINE WITH WASTE HEAT | 4 | 3.7 | 1982-10-01 | PG&E | TEHAMA | I-5 AND CHARD AVENUE GERBER 96035 |  |  | DAVID ZEIGLER | 510-943-3887 | 375 N. WIGET LANE, WALNUT CREEK CA 94598
COMMERCE REFUSE-TO-ENERGY | E0113 | WTE | MSW - REFUSE-DERIVED |  | 10.5 | 11.5 | 1986-11-13 | SCE | LOS ANGELES | 5926 SHEILA STREET COMMERCE 90040 | 213-721-1278 | LOS ANGELES SANITATION DISTRICT | MIKE SELNA | 310-699-7411 | 1955 WORKMAN MILL RD, WHITTIER CA 92607 | COMMERCE REFUSE TO ENERGY | CONFIDENTIAL | CONFIDENTIAL | CONFIDENTIAL
MODESTO ENERGY | E0134 | WTE | MSW - TIRES |  | 14 | 14 | 1987-09-11 | PG&E | STANISLAUS | 4549 INGRAM CREEK ROAD WESTLEY 95387 | 209-894-3161 | MODESTO ENERGY CO. |  | 209-894-3161 | PO BOX 302, WESTLEY CA 95837 | OXFORD ENERGY | CARL LEVESQUE | 209-894-3161
STANISLAUS WASTE ENERGY | E0150 | WTE | MSW - WASTE |  | 18 | 18 | 1988-09-06 | PG&E | STANISLAUS | 4040 FINK ROAD CROWS LANDING 95313 | 209-837-4423 | STANISLAUS WASTE ENERGY |  | 209-837-4423 |  | OGDEN MARTIN | FRED ENGELHARDT | 209-837-4423
CONFIDENTIAL | E0163 | WTE | MSW - WASTE GAS |  | 0.5 |  | 1988-12-28 | PG&E | CONFIDENTIAL
320.599